## General Buildings
Airport Administration Building 600 Brisco Blvd., Lawrenceville, GA 30045
Location | Area Served | Unit Type | Unit # | Year | Make | Model | Serial Number | Filters | Belts | Refrigerant Type
Mechanical Room - 2nd level | Unknown | Air Handler Unit | AHU #1 | 2015 | Carrier | FX4DNF061 | 3815AB4658 | 20 X 20 X 1 | N/A | 410A
Left side of building - ground level | Unknown | Heat Pump | HP #1 | 2015 | Carrier | 25HCE460A300 | 4515E01898 | N/A | Direct Drive | 410A
Mechanical Room - 2nd level | Unknown | Air Handler Unit | AHU #2 | 2015 | Carrier | FX4DNF049 | 3815A86768 | 20 X 20 X 1 | N/A | 410A
Left side of building - ground level | Unknown | Heat Pump | HP #2 | 2015 | Carrier | 25HCE448A300 | 2915E2036Z | N/A | Direct Drive | 410A
Mechanical Room - 2nd level | Unknown | Air Handler Unit | AHU #3 | 2015 | Carrier | FX4DNF037 | 4315A86844 | 20 X 20 X 1 | N/A | 410A
Left side of building - ground level | Unknown | Heat Pump | HP #3 | 2015 | Carrier | 25HCE43A310 | 4515E16094 | N/A | Direct Drive | 410A
Mechanical Room - 2nd level | Unknown | Air Handler Unit | AHU #4 | 2015 | Carrier | FX4DNF049 | 3915A8Z651 | 20X20X1 | N/A | 410A
Left side of building - ground level | Unknown | Heat Pump | HP #4 | 2015 | Carrier | 25HCE442A30 | 4515E09388 | N/A | Direct Drive | 410A
Restrooms - 1st and 2nd level | Restrooms - 1st and 2nd level | Exhaust Fan | EF #1 | 2015 | Carnes | VEDK 10 | Unknown | N/A | Direct Drive | NA
Airport Tower 590 Brisco Blvd., Lawrenceville GA. 30045
Location | Area Served | Unit Type | Unit # | Year | Make | Model | Serial Number | Filters | Belts | Refrigerant Type
Above Ceiling | Unknown | Air Handler Unit | AHU #1 | 2013 | Carrier | FEMX43000B | A132169291 | 2 = 20X20X1 | Direct Drive | 410A
Ground | Unknown | Heat Pump | HP #1 | 2013 | Comfortmaker | NXH530KA100 | E130510403 | N/A | N/A | 410A
Above Ceiling | Unknown | Air Handler Unit | AHU #2 | 2013 | Carrier | FEMX43600B | A133170959 | 2 = 20X20X1 | Direct Drive | 410A
Ground | Unknown | Heat Pump | HP #2 | 2013 | Comfortmaker | NXH536GKA100 | E133110507 | N/A | N/A | 410A
Above Ceiling | Unknown | Air Handler Unit | AHU #3 | 2013 | Carrier | FB4CNP036 | 5014A69609 | 16X25X1 | Direct Drive | 410A
Ground | Unknown | Heat Pump | HP #3 | 2013 | Carrier | 25HCE43A310 | 1715E18105 | N/A | N/A | 410A
Above Ceiling | Unknown | Air Handler Unit | AHU #4 | 2013 | Carrier | FEM4X600B | A138287240 | 20X20X1 | Direct Drive | 410A
Ground | Unknown | Heat Pump | HP #4 | 2013 | Comfortmaker | NXH560GKA100 | E134217701 | N/A | N/A | 410A
Unknown | Unknown | Mini-Split Evaporator | MSE #1 | 2013 | Mitsubishi | A09WA | 2001695 | Washable | Direct Drive | 410A
Ground | Unknown | Mini-Split Condenser | MSC #1 | 2013 | Mitsubishi | A09A | 3000283 | N/A | N/A | 410A
Roof | Bathroom | Exhaust Fan | Unknown | Unknown | Unknown | Unknown | Unknown | N/A | Unknown | N/A
Bill Atkinson Animal Welfare 884 Winder Highway, Lawrenceville Ga. 30045
Location | Area Served | Unit Type | Unit # | Year | Make | Model | Serial Number | Filters | Belts | Refrigerant Type
Roof | West Kennel | Rooftop Unit | RTU #1 | 2007 | Trane | YHC092A3RMA2HHOC | 706102818L | 2 = 20 X 25 X 2 | AX35 | R22
Roof | Big Dogs 1 | Rooftop Unit | RTU #2 | 2007 | Trane | YHC043A3RMA13AOC | 706102754L | 2 = 20 X 25 X 2 | AX26 | R22
Roof | Big Dogs 2 | Rooftop Unit | RTU #3 | 2007 | Trane | YHC033A3RMA13AOC | 7061028341 | 2 = 20 X 25 X 2 | AX26 | R22
Roof | Medium Dogs 1 | Rooftop Unit | RTU #4 | 2007 | Trane | YHC033A3RLA12AOC | 706102856L | 2 = 20 X 25 X 2 | AX26 | R22
Roof | Medium Dogs 2 | Rooftop Unit | RTU #5 | 2007 | Trane | YHC033A3RMA13AOC | 7061029122 | 2 = 20 X 25 X 2 | AX26 | R22
Roof | Small Dogs | Rooftop Unit | RTU #6 | 2007 | Trane | 2YCC3024A1040AA | 70745B89H | 2 = 20 X 25 X 2 | AX26 | R22
Roof | SW Administration | Rooftop Unit | RTU #7 | 2007 | Trane | YSC030G3RLA | 70410984L | 2 = 20 X 25 X 2 | Direct Drive | R22
Roof | Rabbits | Rooftop Unit | RTU #8 | 2007 | Trane | 4YCC3018A1040AA | 70713Y79H | 20 X 25 X 1 | Direct Drive | R22
Roof | Cat Adoption 1 | Rooftop Unit | RTU #9 | 2006 | Trane | 4YC03018A1040AA | 6374W019H | 20 X 25 X 1 | Direct Drive | R22
Roof | Cat Adoption 2 | Rooftop Unit | RTU #10 | 2007 | Trane | 4YC03018A1040AA | 637424B9H | 20 X 25 X 1 | Direct Drive | R22
Roof | Reptile | Rooftop Unit | RTU #11 | 2007 | Trane | 4YCC3018A1040AA | 6433K1B9H | 20 X 25 X 1 | Direct Drive | R22
Roof | Mid Administration | Rooftop Unit | RTU #12 | 2007 | Trane | YHC092A3RMA2HAOC | 7061028961 | 2 = 20 X 25 X 2 | AX35 | R22
Roof | SE Administration | Rooftop Unit | RTU #13 | 2007 | Trane | YHC102A3RMA2GHOC | 7061031281 | 4 = 20 X 25 X 2 | AX35 | R22
Roof | Dog Bite | Rooftop Unit | RTU #14 | 2007 | Trane | 2YCC3030A1064AA | 7031WGC9H | 20 X 25 X 1 | Direct Drive | R22
Roof | Dog Neglect | Rooftop Unit | RTU #15 | 2007 | Trane | 2YCC3030A1046AA | 70310B29H | 20 X 25 X 1 | Direct Drive | R22
Roof | Dog Sickbay | Rooftop Unit | RTU #16 | 2007 | Trane | 2YCC3030A1064AA | 702437B9H | 20 X 25 X 1 | Direct Drive | R22
Roof | Cat Bite | Rooftop Unit | RTU #17 | 2007 | Trane | 4YCC3018A1040AA | 7062XG59H | 20 X 25 X 1 | Direct Drive | R22
Roof | Cat Neglect | Rooftop Unit | RTU #18 | 2007 | Trane | 4YCC3018A1040AA | 7045PRS9H | 20 X 25 X 1 | Direct Drive | R22
Roof | Cat Sickbay | Rooftop Unit | RTU #19 | 2007 | Trane | 4YCC3018A1040AA | 7034NLS9H | 20 X 25 X 1 | Direct Drive | R22
Roof | Operation | Rooftop Unit | RTU #20 | 2007 | Trane | 4YCC3024A1040AA | 70731SD9H | 20 X 25 X 1 | Direct Drive | R22
Roof | Health Check | Rooftop Unit | RTU #21 | 2007 | Trane | 4YCC3024A1040AA | 7074N8H9H | 20 X 25 X 1 | Direct Drive | R22
Roof | North Administration | Rooftop Unit | RTU #22 | 2007 | Trane | 2YCC3030A1040AA | 7063WEN9H | 20 X 25 X 1 | Direct Drive | R22
Roof | Education | Rooftop Unit | RTU #23 | 2007 | Trane | YHC092A3RMA2HHOC | 7061027381 | 4 = 20 X 25 X 2 | AX35 | R22
Roof | Eval Euthanasia | Rooftop Unit | RTU #24 | 2002 | Trane | 4YCC3018A1040AA | 6433NNG9N | 20 X 25 X 1 | Direct Drive | R22
Roof | Staging | Rooftop Unit | RTU #25 | 2007 | Trane | 4YCC3018A1040AA | 7045KTM9H | 20 X 25 X 1 | Direct Drive | R22
Roof | Food Preperation | Rooftop Unit | RTU #26 | 2007 | Trane | 4YCC3018A1040AA | 7071MAE9H | 20 X 25 X 1 | Direct Drive | R22
Roof | West Side | Energy Revovery Unit | ERU #1 | 2011 | Aaon | RN-013-8-0-EA09-EF4 | 201110-ANGK18450 | 4 = 16 X 20 X 4 2 = 16 X 25 X 2 | Unknown | R22
Roof | East Side | Energy Revovery Unit | ERU #2 | 2011 | Aaon | RN-010-8-0-EB09-3K4 | 201110-ANGJ18456 | 4 = 20 X 25 X 4 2 = 16 X 20 X 2 | Unknown | R22
Mechanical Room | K9 Building | Air Handler | AHU #1 | 2007 | Trane | TWE060A300L | 7075UNLBD | 2 = 16 X 20 X 1 | AX44 | R22
Ground | K9 Building | Heat Pump | A/C #1 | 2006 | Trane | 2TWA3060A3000AA | 6511RXW2F | N/A | Direct Drive | R22
South Restroom | Restroom | Exhaust Fan | EF #1 | 2002 | Cook | 100ACE-100C2B | 050SE43705-00701 | N/A | 4L200 | N/A
Locker Room | Restroom | Exhaust Fan | EF #2 | 2002 | Cook | 120ACE-120C2B | 050SE43705-001901 | N/A | 4L210 | N/A
Unisex Toilet | Restroom | Exhaust Fan | EF #3 | 2002 | Cook | 120ACE-120C2B | 050SE43705-001902 | N/A | 4L210 | N/A
K-9 Building | Restroom | Exhaust Fan | EF #4 | 2002 | Cook | 120ACE-120C2B | 050SE43705-003301 | N/A | AX20 | N/A
Roof | Large Dogs A | Exhaust Fan | EF #5 | 2002 | Cook | 100ACE-100C2B | 050SE43705-004501 | N/A | 4L200 | N/A
Roof | Staging / Hold | Exhaust Fan | EF #6 | 2002 | Cook | 100ACE-100C2B | 050SE43705-00702 | N/A | 4L200 | N/A
Roof | Dog Bite | Exhaust Fan | EF #7 | 2002 | Cook | 120ACE-120C2B | 050SE43705-001903 | N/A | 4L200 | N/A
Roof | Dog Sick Bay | Exhaust Fan | EF #8 | 2002 | Cook | 120ACE-120C2B | 050SE43705-001904 | N/A | 4L210 | N/A
Roof | Dog Neglect | Exhaust Fan | EF #9 | 2002 | Cook | 120ACE-120C2B | 050SE43705-001905 | N/A | 4L210 | N/A
Roof | Unknown | Exhaust Fan | EF #10 | 2002 | Penn Barry | DX08B | C07AB85539 | N/A | 3L230 | N/A
Roof | Unknown | Exhaust Fan | EF #11 | 2002 | Penn Barry | DX11B | B08AN90691 | N/A | 4L320 | N/A
Roof | Unknown | Exhaust Fan | EF #12 | 2002 | Penn Barry | DX11Q | B08AP48077 | N/A | Direct Drive | N/A
Mechanical Room | Mechanical Room | Electric Unit Heater | EUH #1 | 2002 | Trane | UHEC-032AACA | Unknown | N/A | Direct Drive | N/A
K-9 Mechanical Room | K-9 Mechanical Room | Electric Unit Heater | EUH #2 | 2002 | Trane | UHEC-032AACA | Unknown | N/A | Direct Drive | N/A
Fire Riser Room | Fire Riser Room | Electric Unit Heater | EUH #3 | 2002 | Trane | UHEC-032AACA | Unknown | N/A | N/A | N/A
Corridor #146 | Corridor #146 | Wall Unit Heater | WUH #1 | 2002 | Trane | Unknown | Unknown | N/A | N/A | N/A
Ceiling | Kennels | Electric Duct Heater | EDH #1 | 2013 | Indeeco | Unknown | Unknown | N/A | N/A | N/A
Ceiling | Kennels | Electric Duct Heater | EDH #2 | 2013 | Indeeco | Unknown | Unknown | N/A | N/A | N/A
Ceiling | Kennels | Electric Duct Heater | EDH #3 | 2013 | Indeeco | Unknown | Unknown | N/A | N/A | N/A
Community Resource Center Buford 2758 Sawnee Avenue, Buford GA. 30518
Location | Area Served | Unit Type | Unit # | Year | Make | Model | Serial Number | Filters | Belts | Refrigerant Type
Roof | Health Dept. | Rooftop Unit | RTU #1 | 2017 | Trane | SFHCF504LR46ALDD900100W | C17C1904 | 20 =20 X 25 X 2 | BX73 | 410A
RTU #1 | RTU #1 | Duct Heater | DH-1 | 2017 | Unknown | Unknown | Unknown | N/A | N/A | N/A
RTU #1 | RTU #1 | Duct Heater | DH-1 | 2017 | Unknown | Unknown | Unknown | N/A | N/A | N/A
RTU #1 | RTU #1 | Duct Heater | DH-1 | 2017 | Unknown | Unknown | Unknown | N/A | N/A | N/A
Roof | Community Center | Rooftop Unit | RTU #2 | 2017 | Trane | SFHCF504LR38ALDD900100W | C17C1905 | 16 =20 X 20 X 2 | AX60 | 410A
RTU #2 | RTU #2 | Duct Heater | DH-1 | 2017 | Unknown | Unknown | Unknown | N/A | N/A | N/A
Roof | Senior Center | Rooftop Unit | RTU #3 | 2017 | Trane | SFHCF504LR30ALDD900100W | C17C1906 | 16 = 20 X 20 X 2 | AX60 | 410A
RTU #3 | RTU #3 | Duct Heater | DH-1 | 2017 | Unknown | Unknown | Unknown | N/A | N/A | N/A
Unknown | Unknown | Mini-Split Evaporator | MSE #1 | 2017 | Lennox | MWMA00752P | 56917E02417 | Washable | Direct Drive | 410A
Unknown | Unknown | Mini-Split Condenser | MSC #1 | 2017 | Lennox | MP0095451L | 2403173121 | N/A | N/A | 410A
Unknown | Unknown | Mini-Split Evaporator | MSE #2 | 2017 | Mitsubishi | MU2GL09MA | 73E62588 | Washable | Direct Drive | 410A
Unknown | Unknown | Mini-Split Condenser | MSC #2 | 2017 | Mitsubishi | MU2GL09MA | 73R04137 | N/A | N/A | 410A
Unknown | Unknown | Exhaust Fan | EF #1 | 2017 | Twin City | BCRD002 | B17-000000210006 | N/A | 4L240 | N/A
Unknown | Unknown | Exhaust Fan | EF #2 | 2017 | Twin City | BCRD002 | B17-000000209166 | N/A | 3L240 | N/A
Unknown | Unknown | Exhaust Fan | EF #3 | 2017 | Twin City | BCRD002 | B-17000000209165 | N/A | 3L240 | N/A
Unknown | Unknown | Exhaust Fan | EF #4 | 2017 | Twin City | CUBE141-HP-4-6 | Unknown | N/A | AX20 | N/A
Unknown | Unknown | Exhaust Fan | EF #5 | 2017 | Twin City | N/A | N/A | N/A | Direct Drive | N/A
Unknown | Unknown | Exhaust Fan | EF #6 | 2017 | Twin City | 90 ACEH90C150H | 0505833353-00/0008623 | N/A | Direct Drive | N/A
Unknown | Unknown | Exhaust Fan | EF #7 | 2017 | Twin City | DX10R | K21AH79859 | N/A | Direct Drive | N/A
Community Resource Center Centerville 3025 Bethany Church Road, Snellville GA. 30339
Location | Area Served | Unit Type | Unit # | Year | Make | Model | Serial Number | Filters | Belts | Refrigerant Type
Roof | Lower Level A | Exhaust Fan | EF #1 | 2022 | Greenheck | SQ-80-VG | 050SK76322000000701 | N/A | N/A | N/A
Roof | Lower Level A | Exhaust Fan | EF #2 | 2022 | Greenheck | SQ-80-VG | 050SK76322000002401 | N/A | N/A | N/A
Roof | Lower Level A | Exhaust Fan | EF #3 | 2022 | Greenheck | SQ-80-VG | 050SK76322000004001 | N/A | N/A | N/A
Roof | Lower Level A | Exhaust Fan | EF #4 | 2022 | Greenheck | SQ-80-VG | 050SK76322000005701 | N/A | N/A | N/A
Ground | Lower Level A | Energy Recovery Unit | ERV #3 | 2022 | Trane | OADG020F3 | OA35220411 | Unknown | N/A | 410A
Ceiling | Lower Level A | Fan Coil Unit | FCU #1 | 2022 | Daikin HRU 1 | FXZQ07TBVJU | E000403 | Washable | N/A | 410A
Ceiling | Lower Level A | Fan Coil Unit | FCU #2 | 2022 | Daikin HRU 1 | FXZQ05TBVJU | E002769 | Washable | N/A | 410A
Ceiling | Lower Level A | Fan Coil Unit | FCU #3 | 2022 | Daikin HRU 1 | FXZQ05TBVJU | E002325 | Washable | N/A | 410A
Ceiling | Lower Level A | Fan Coil Unit | FCU #4 | 2022 | Daikin HRU 1 | FXMQ15PBVJU | E010947 | 12 X 20 X 2 | N/A | 410A
Ceiling | Lower Level A | Fan Coil Unit | FCU #5 | 2022 | Daikin HRU 1 | FXMQ18PBVJU | E023396 | 12 X 20 X 2 | N/A | 410A
Ceiling | Lower Level A | Fan Coil Unit | FCU #6 | 2022 | Daikin HRU 1 | FXMQ18PBVJU | E023394 | 12 X 20 X 2 | N/A | 410A
Ceiling | Lower Level A | Fan Coil Unit | FCU #7 | 2022 | Daikin HRU 1 | FXMQ18PBVJU | E023399 | 12 X 20 X 2 | N/A | 410A
Ceiling | Lower Level A | Fan Coil Unit | FCU #8 | 2022 | Daikin HRU 1 | FXMQ24PBVJU | E025958 | 12 X 20 X 2 | N/A | 410A
Ceiling | Lower Level A | Fan Coil Unit | FCU #9 | 2022 | Daikin HRU 1 | FXMQ18PBVJU | E023368 | 12 X 20 X 2 | N/A | 410A
Ceiling | Lower Level A | Fan Coil Unit | FCU #10 | 2022 | Daikin HRU 1 | FXMQ15PBVJU | E010946 | 12 X 20 X 2 | N/A | 410A
Ceiling | Lower Level A | Fan Coil Unit | FCU #11 | 2022 | Daikin HRU 1 | FXMQ24PBVJU | E025959 | 12 X 20 X 2 | N/A | 410A
Ceiling | Lower Level A | Fan Coil Unit | FCU #12 | 2022 | Daikin HRU 1 | FXMQ24PBVJU | E025951 | 12 X 20 X 2 | N/A | 410A
Ceiling | Lower Level B | Fan Coil Unit | FCU #13 | 2022 | Daikin HRU 2 | FXZQ07TBVJU | E000372 | Washable | N/A | 410A
Ceiling | Lower Level B | Fan Coil Unit | FCU #14 | 2022 | Daikin HRU 2 | FXMQ24PBVJU | E025950 | 12 X 20 X 2 | N/A | 410A
Ceiling | Lower Level B | Fan Coil Unit | FCU #15 | 2022 | Daikin HRU 2 | FXMQ18PBVJU | E023516 | 12 X 20 X 2 | N/A | 410A
Ceiling | Lower Level B | Fan Coil Unit | FCU #16 | 2022 | Daikin HRU 2 | FXMQ12PBVJU | E020318 | 12 X 26 X 2 | N/A | 410A
Ceiling | Lower Level B | Fan Coil Unit | FCU #17 | 2022 | Daikin HRU 2 | FXMQ18PBVJU | E023531 | 12 X 20 X 2 | N/A | 410A
Ceiling | Lower Level B | Fan Coil Unit | FCU #18 | 2022 | Daikin HRU 2 | FXMQ18PBVJU | E023522 | 12 X 20 X 2 | N/A | 410A
Ceiling | Lower Level B | Fan Coil Unit | FCU #19 | 2022 | Daikin HRU 2 | FXMQ15PBVJU | E011000 | 12 X 20 X 2 | N/A | 410A
Ceiling | Lower Level B | Fan Coil Unit | FCU #20 | 2022 | Daikin HRU 2 | FXMQ15PBVJU | E011002 | 12 X 20 X 2 | N/A | 410A
Ceiling | Lower Level B | Fan Coil Unit | FCU #21 | 2022 | Daikin HRU 2 | FXMQ12PBVJU | E019996 | 12 X 26 X 2 | N/A | 410A
Ceiling | Lower Level B | Fan Coil Unit | FCU #22 | 2022 | Daikin HRU 2 | FXZQ05TBVJU | E002752 | Washable | N/A | 410A
Ceiling | Lower Level B | Fan Coil Unit | FCU #23 | 2022 | Daikin HRU 2 | FXSQ05PBVJU | E000391 | 10 X 20 X 2 | N/A | 410A
Ceiling | Lower Level B | Fan Coil Unit | FCU #24 | 2022 | Daikin HRU 2 | FXSQ05PBVJU | E000392 | Washable | N/A | 410A | Washable | Washable | Washable | Washable | Washable | Washable | Washable | Washable | Washable | Washable | Washable | Washable | Washable | Washable | Washable | Washable | Washable | Washable | Washable | Washable | Washable | Washable | Washable | Washable | Washable | Washable | Washable | Washable | Washable | Washable | Washable | Washable | Washable | Washable | Washable | Washable | Washable | Washable | Washable
Ceiling | Lower Level B | Fan Coil Unit | FCU #25 | 2022 | Daikin HRU 2 | FXSQ05PBVJU | E000393 | Washable | N/A | 410A | Washable | Washable | Washable | Washable | Washable | Washable | Washable | Washable | Washable | Washable | Washable | Washable | Washable | Washable | Washable | Washable | Washable | Washable | Washable | Washable | Washable | Washable | Washable | Washable | Washable | Washable | Washable | Washable | Washable | Washable | Washable | Washable | Washable | Washable | Washable | Washable | Washable | Washable | Washable
Ceiling | Lower Level B | Fan Coil Unit | FCU #26 | 2022 | Daikin HRU 2 | FXSQ05PBVJU | E000394 | Washable | N/A | 410A | Washable | Washable | Washable | Washable | Washable | Washable | Washable | Washable | Washable | Washable | Washable | Washable | Washable | Washable | Washable | Washable | Washable | Washable | Washable | Washable | Washable | Washable | Washable | Washable | Washable | Washable | Washable | Washable | Washable | Washable | Washable | Washable | Washable | Washable | Washable | Washable | Washable | Washable | Washable
Ceiling | Lower Level B | Fan Coil Unit | FCU #27 | 2022 | Daikin HRU 2 | FXMQ09PBVJU | E012998 | 12 X 20 X 2 | N/A | 410A
Ceiling | Lower Level B | Fan Coil Unit | FCU #28 | 2022 | Daikin HRU 2 | FXMQ09PBVJU | E012999 | 12 X 20 X 2 | N/A | 410A
Ceiling | Upper Level A | Fan Coil Unit | FCU #29 | 2022 | Daikin HRU 3 | FXZQ09TBVJU | E001406 | Washable | N/A | 410A
Ceiling | Upper Level A | Fan Coil Unit | FCU #30 | 2022 | Daikin HRU 3 | FXMQ07PBVJU | E014535 | 12 X 20 X 2 | N/A | 410A
Ceiling | Upper Level A | Fan Coil Unit | FCU #31A | 2022 | Daikin HRU 3 | FXZQ15TBVJU | E000437 | Washable | N/A | 410A
Ceiling | Upper Level A | Fan Coil Unit | FCU #31B | 2022 | Daikin HRU 3 | FXZQ15TBVJU | E000537 | Washable | N/A | 410A
Ceiling | Upper Level A | Fan Coil Unit | FCU #32 | 2022 | Daikin HRU 3 | FXSQ05TABJU | E000385 | 10 X 20 X 2 | N/A | 410A
Ceiling | Upper Level A | Fan Coil Unit | FCU #33 | 2022 | Daikin HRU 3 | FXMQ12PBVJU | E019993 | 12 X 26 X 2 | N/A | 410A
Ceiling | Upper Level A | Fan Coil Unit | FCU #34 | 2022 | Daikin HRU 3 | FXZQ15TBVJU | E000442 | Washable | N/A | 410A
Ceiling | Upper Level A | Fan Coil Unit | FCU #35A | 2022 | Daikin HRU 3 | FXMQ18PBVJU | E023536 | 12 X 20 X 2 | N/A | 410A
Ceiling | Upper Level A | Fan Coil Unit | FCU #35B | 2022 | Daikin HRU 3 | FXMQ18PBVJU | E023515 | 12 X 20 X 2 | N/A | 410A
Ceiling | Upper Level A | Fan Coil Unit | FCU #36 | 2022 | Daikin HRU 3 | FXMQ12PBVJU | E019995 | 12 X 26 X 2 | N/A | 410A
Ceiling | Upper Level A | Fan Coil Unit | FCU #37 | 2022 | Daikin HRU 3 | FXMQ15PBVJU | E011004 | 12 X 20 X 2 | N/A | 410A
Ceiling | Upper Level A | Fan Coil Unit | FCU #38 | 2022 | Daikin HRU 3 | FXMQ15PBVJU | E011008 | 12 X 20 X 2 | N/A | 410A
Ceiling | Upper Level A | Fan Coil Unit | FCU #39 | 2022 | Daikin HRU 3 | FXSQ05TABJU | E000414 | 12 X 20 X 2 | N/A | 410A
Ceiling | Upper Level A | Fan Coil Unit | FCU #40 | 2022 | Daikin HRU 3 | FXZQ07TBVJU | E000376 | Washable | N/A | 410A
Ceiling | Upper Level A | Fan Coil Unit | FCU #41 | 2022 | Daikin HRU 3 | FXMQ18PBVJU | E023137 | 12 X 20 X 2 | N/A | 410A
Ceiling | Upper Level A | Fan Coil Unit | FCU #42 | 2022 | Daikin HRU 3 | FXMQ15PBVJU | E011003 | 12 X 20 X 2 | N/A | 410A
Ceiling | Upper Level A | Fan Coil Unit | FCU #43 | 2022 | Daikin HRU 3 | FXZQ05TBVJU | E002316 | Washable | N/A | 410A
Ceiling | Upper Level A | Fan Coil Unit | FCU #44 | 2022 | Daikin HRU 3 | FXZQ05TBVJU | E002315 | Washable | N/A | 410A
Ceiling | Upper Level A | Fan Coil Unit | FCU #45 | 2022 | Daikin HRU 3 | FXZQ05TBVJU | E002774 | 12 X 20 X 2 | N/A | 410A
Ceiling | Upper Level A | Fan Coil Unit | FCU #46 | 2022 | Daikin HRU 4 | FXMQ18PBVJU | E023140 | 12 X 20 X 2 | N/A | 410A
Ceiling | Upper Level B | Fan Coil Unit | FCU #47 | 2022 | Daikin HRU 4 | FXMQ72PBVJU | A012408 | 2 = 18 X 22 X 2 | N/A | 410A
Ceiling | Upper Level B | Fan Coil Unit | FCU #48 | 2022 | Daikin HRU 4 | FXZQ12TBVJU | E000819 | Washable | N/A | 410A
Ceiling | Upper Level B | Fan Coil Unit | FCU #49 | 2022 | Daikin HRU 4 | FXMQ12PBVJU | E020298 | 12 X 26 X 2 | N/A | 410A
Ceiling | Upper Level B | Fan Coil Unit | FCU #50 | 2022 | Daikin HRU 4 | FXMQ12PBVJU | E020300 | 12 X 26 X 2 | N/A | 410A
Ceiling | Upper Level B | Fan Coil Unit | FCU #51 | 2022 | Daikin HRU 4 | FXMQ18PBVJU | E023131 | 12 X 20 X 2 | N/A | 410A
Ceiling | Upper Level B | Fan Coil Unit | FCU #52 | 2022 | Daikin HRU 4 | FXSQ05TABJU | E000412 | 10 X 20 X 2 | N/A | 410A
Ceiling | Upper Level B | Fan Coil Unit | FCU #53 | 2022 | Daikin HRU 4 | FXZQ05TBVJU | E002318 | Washable | N/A | 410A
Ceiling | Upper Level B | Fan Coil Unit | FCU #54 | 2022 | Daikin HRU 4 | FXMQ07PVVJU | E014533 | 12 x 20 x 2 | N/A | 410A
Ceiling | Upper Level B | Fan Coil Unit | FCU #55 | 2022 | Daikin HRU 4 | FXMQ09PBVJU | E012854 | 12 x 20 x 2 | N/A | 410A
Ceiling | Upper Level B | Fan Coil Unit | FCU #56 | 2022 | Daikin HRU 4 | FXZQ05TBVJU | E002775 | Washable | N/A | 410A
Ceiling | Upper Level B | Fan Coil Unit | FCU #57 | 2022 | Daikin HRU 4 | FXZQ05TBVJU | E002326 | Washable | N/A | 410A
Ceiling | Upper Level B | Fan Coil Unit | FCU #58 | 2022 | Daikin HRU 4 | FXMQ30PBVJU | E018635 | 12 X 26 X 2 | N/A | 410A
Ceiling | Upper Level B | Fan Coil Unit | FCU #59 | 2022 | Daikin HRU 4 | FXMQ12PBVJU | E020302 | 12 X 26 X 2 | N/A | 410A
Ceiling | Upper Level B | Fan Coil Unit | FCU #60 | 2022 | Daikin HRU 4 | FXMQ18PBVJU | E023132 | 12 X 20 X 2 | N/A | 410A
Ceiling | Upper Level B | Fan Coil Unit | FCU #61 | 2022 | Daikin HRU 4 | FXZQ09TBVJU | E001405 | 12 X 20 X 2 | N/A | 410A
Ceiling | Upper Level B | Fan Coil Unit | FCU #62 | 2022 | Daikin HRU 4 | FXFQ18TVJU | C009557 | 12 X 20 X 2 | N/A | 410A
DSI 1 | LL A | Ductless Split Indoor | DSI 1 | 2022 | Daikin | FTXS18LVJU | E133778 | Washable
DSO1 | LL A | Ductless Split Outdoor | DSO 1 | 2022 | Daikin | RXS18LVJU | E132736 | N/A
DSI 2 | LL B | Ductless Split Indoor | DSI 2 | 2022 | Daikin | FTXS12LVJU | E255072 | Washable
DSO 2 | LL B | Ductless Split Outdoor | DSO 2 | 2022 | Daikin | RXS12LVJU | E047203 | N/A
DSI 3 | LL B | Ductless Split Indoor | DSI 3 | 2022 | Daikin | FTXS12LVJU | E255071 | Washable
DSO 3 | LL B | Ductless Split Outdoor | DSO 3 | 2022 | Daikin | RXS12LVJU | E047200 | N/A
DSI 4 | UL A | Ductless Split Indoor | DSI 4 | 2022 | Daikin | FTXS18LVJU | E142107 | Washable
DSO 4 | UL A | Ductless Split Outdoor | DSO 4 | 2022 | Daikin | RXS18LVJU | E028728 | N/A
DSI 5 | ULA | Ductless Split Indoor | DSI 5 | 2022 | Daikin | FCQ18AAVJU | C000194 | Washable
DSO 5 | UL A | Ductless Split Outdoor | DSO 5 | 2022 | Daikin | RZQ18TBVJUA | E001243 | N/A
DSI 6 | LL B | Ductless Split Indoor | DSI 6 | 2022 | Daikin | FTXS18LVJU | E133778 | Washable
DSO 6 | LL B | Ductless Split Outdoor | DSO 6 | 2022 | Daikin | RXS18LVJU | E028559 | N/A
HRU 1 | LL A | VRV HRU | HRU 1 | 2023 | Daikin | REYQ168XAYDB | 2309166323
HRU 2 | LL B | VRV HRU | HRU 2 | 2023 | Daikin | REYQ168XAYDB | 23090352213
HRU 3A | UL A | VRV HRU | HRU 3A | 2023 | Daikin | REYQ96XAYDB | 23010326379
HRU 3B | UL A | VRV HRU | HRU 3B | 2023 | Daikin | REYQ96XAYDB | 2310327310
HRU 4A | UL B | VRV HRU | HRU 4A | 2023 | Daikin | REYQ96XAYDB | 2309153085
HRU 4B | UL B | VRV HRU | HRU 4B | 2023 | Daikin | REYQ120XAYDB | 2310123206
Centerville Senior Center 3075 Bethany Church Road, Snellville, Ga. 3039
Location | Area Served | Unit Type | Unit # | Year | Make | Model | Serial Number | Filters | Belts | Refrigerant Type
Roof | Dining | Rooftop Unit | RTU #1 | 2016 | York | J062RN12DZAZBCA3A1 | N1L6039862 | 4 = 16 X 24 X 4 | A49 | 410A
Roof | Dining | Rooftop Unit | RTU #2 | 2016 | York | J062RN12DZAZBCA3A1 | N1L6032805 | 4 = 16 X 24 X 4 | A49 | 410A
Roof | Kitchen | Rooftop Unit | RTU #3 | 2016 | York | J062RN12DZAZBCA3A1 | NIL6039863 | 4 = 16 X 24 X 4 | A49 | 410A
Roof | Multi Purpose Room | Rooftop Unit | RTU #4 | 2016 | York | J042RN08DZAZBCA3A1 | NIL6039710 | 4 = 16 X 24 X 4 | A49 | 410A
Roof | Reception desk | Rooftop Unit | RTU #5 | 2016 | York | J062RN12DZAZBCA3A1 | N1L6032806 | 4 = 16 X 24 X 4 | A49 | 410A
Roof | Restroom | Exhaust Fan | EF #1 | 2016 | Greenheck | GB091-4-X | Unknown | N/A | 3L190 | N/A
Roof | Unknown | Exhaust Fan | EF #2 | 2016 | Greenheck | CUBE-099-4-X | Unknown | N/A | 3L220 | N/A
Roof | Kitchen | Exhaust Fan | EF #3 | 2016 | Accurex | XRUB-141-5-6 | 14788622 | N/A | AP20 | N/A
Roof | Kitchen | Kitchen Make Up Air | MUA #1 | 2016 | Accurex | XDG-108-H10-D8 | 14788603 | Washable | A48 | Unknown
Central Services 455 Grayson Highway, Lawrenceville GA. 30046
Location | Area Served | Unit Type | Unit # | Year | Make | Model | Serial Number | Filters | Belts | Refrigerant Type
Mechanical Room | Fixed Assets, Tag Storage | Air Handler Unit | AHU #1 | Unknown | York | XTI-102X078-BAJA046A | CGRMXT0091 | 4 = 16 X 20 X 2 8 = 20 X 24 X 2 | 2 = AX49 | Chilled Water
Mechanical Room | Records Management | Air Handler Unit | AHU #2 | Unknown | York | XTI-084X066-BAJA046A | CGRMXT0088 | 8 = 12 X 24 X 2 | AX51 | Chilled Water
Mechanical Room | Elections | Air Handler Unit | AHU #3 | Unknown | York | XTI-144X067-BAJA046A | CGRMXT0103 | 12 = 16 X 20 X 2 4 = 20 X 20 X 2 | 2 = BX53 | Chilled Water
Mechanical Room | Public Health | Air Handler Unit | AHU #4 | Unknown | Trane | MCCB050UA0COUA | K06L29745A | 20 = 20 X 25 X 2 4 = 16 X 25 X 2 | 3 = BX123 | Chilled Water
Mechanical Room | Preventive Health | Air Handler Unit | AHU #5 | Unknown | Trane | MCCB012UA0COUA | K06L29758A | 2 = 85521006 Metal 2 = 85521008 Metal | BX39 | Chilled Water
Mechanical Room | International Travel, Environmental Health | Air Handler Unit | AHU #6 | Unknown | Trane | MCCB035UA0COUA | K06L29766A | 12 = 24 X 24 X 2 4 = 20 X 24 X 2 | 2 = 5VX730 | Chilled Water
Ground | Records | Air Turnover Unit | ATU #1 | Unknown | Applied Air | 1FA-175-Special | 2006-98534 | 30 = 20 X 20 X 2 | 3 = BX70 | Chilled Water
Ground | Records | Air Turnover Unit | ATU #2 | Unknown | Applied Air | 1FA-175-Special | 2006-98535 | 30 = 20 X 20 X 2 | 3 = BX70 | Chilled Water
Mechanical Room | Election Prep | Air Turnover Unit | ATU #3 | Unknown | Applied Air | 1FA-175-Special | 2006-98536 | 30 = 20 X 20 X 2 | 3 = BX70 | Chilled Water
Chiller Yard | Building | Chiller | Chiller #1 | 2024 | Daikin | AWV012BDDNGGNOD | STNU240200024 | N/A | N/A | Unknown
Chiller Yard | Building | Chiller | Chiller #2 | 2024 | Daikin | AWV012BDDNGGNOD | STNU240200025 | N/A | N/A | Unknown
Mechanical Room | Building | Chilled Water Pump | CWP #1 | 2024 | Unknown | Unknown | Unknown | N/A | Direct Drive | N/A
Mechanical Room | Building | Chilled Water Pump | CWP #2 | 2024 | Unknown | Unknown | Unknown | N/A | Direct Drive | N/A
Mechanical Room | Building | Chilled Water Pump Motor | CWPM #1 | 2024 | Unknown | Unknown | Unknown | N/A | Direct Drive | N/A
Mechanical Room | Building | Chilled Water Pump Motor | CWPM #2 | 2024 | Unknown | Unknown | Unknown | N/A | Direct Drive | N/A
Roof | Unknown | Exhaust Fan | EF #1 | Unknown | Green Heck | G-131-B | 06F00972 | N/A | Direct Drive | N/A
Roof | Unknown | Exhaust Fan | EF #2 | Unknown | Green Heck | G-095-DGEX-QD | 135212361312 | N/A | Direct Drive | N/A
Roof | Unknown | Exhaust Fan | EF #3 | Unknown | Green Heck | G-075-DGEX-QD | 135524131401 | N/A | Direct Drive | N/A
Roof | Unknown | Exhaust Fan | EF #4 | Unknown | Loren Cook | 90ACEH90C15DH | 0505920650-00/0008401 | N/A | Direct Drive | N/A
Roof | Unknown | Exhaust Fan | EF #5 | Unknown | Loren Cook | 90ACEH90C15DH | 0505920650-00/0008402 | N/A | Direct Drive | N/A
Roof | Unknown | Exhaust Fan | EF #6 | Unknown | Loren Cook | 120ACE120C10D | 0505920650-00/0009801 | N/A | Direct Drive | N/A
Roof | Unknown | Exhaust Fan | EF #7 | Unknown | Loren Cook | 120ACE120C15D | 0505920650-00/0001101 | N/A | Direct Drive | N/A
Roof | Unknown | Exhaust Fan | EF #8 | Unknown | Loren Cook | 90ACEH90C15DH | 0505920650-00/0012201 | N/A | Direct Drive | N/A
Roof | Unknown | Exhaust Fan | EF #9 | Unknown | Loren Cook | 100ACEH100C15DH | 0505920650-00/0013401 | N/A | Direct Drive | N/A
Roof | Unknown | Exhaust Fan | EF #10 | Unknown | Loren Cook | 100ACEH100C15DH | 0505920650-00/0000701 | N/A | Direct Drive | N/A
Roof | Unknown | Exhaust Fan | EF #11 | Unknown | Loren Cook | 100ACEH100C15DH | 0505E32906-00/0000701 | N/A | Direct Drive | N/A
Roof | Unknown | Exhaust Fan | EF #12 | Unknown | Loren Cook | 100ACEH100C15DH | 0505920650-00/0000703 | N/A | Direct Drive | N/A
Roof | Unknown | Exhaust Fan | EF #13 | Unknown | Loren Cook | 100ACEH100C15DH | 0505920650-00/0000704 | N/A | Direct Drive | N/A
Roof | Unknown | Exhaust Fan | EF #14 | Unknown | Loren Cook | 100ACEH100C10DH | 0505920650-00/0002201 | N/A | Direct Drive | N/A
Roof | Unknown | Exhaust Fan | EF #15 | Unknown | Loren Cook | 90ACEH90C15DH | 0505920650-00/0003401 | N/A | Direct Drive | N/A
Roof | Unknown | Exhaust Fan | EF #16 | Unknown | Loren Cook | 100ACEH100C15DH | 0505920650-00/0004601 | N/A | Direct Drive | N/A
Roof | Unknown | Exhaust Fan | EF #17 | Unknown | Loren Cook | 100ACEH100C10DH | 0505E45492-01/0000705 | N/A | Direct Drive | N/A
Roof | Unknown | Exhaust Fan | EF #18 | Unknown | Loren Cook | 180ACRU180R78 | 050520650-00/00007001 | N/A | AX24 | N/A
Roof | Unknown | Exhaust Fan | EF #19 | Unknown | Loren Cook | 180ACRU180R78 | 050520650-00/00007002 | N/A | AX24 | N/A
Roof |  | Air Handler Unit | RTU #7 | 2025 | Trane | UCCAK25C1G0EJ0735020B | H25G60435 | 2=16 X 25 X 2 6= 20 X 25 X 2 |  | Chilled Water
Roof |  | Air Handler Unit | RTU #8 | 2025 | Trane | UCCAK21C1G0EJ0735017B | H25G60438 | 2=16X20X2 2=16X25X2 2=20X20X2 2=20X25X2 |  | Chilled Water
Roof |  | Air Handler Unit | RTU #9 | 2025 | Trane | UCCAK10C1G0EJ0735026B | H25G06439 | 4=16 X 25 X 2 |  | Chilled Water
Roof |  | Air Handler Unit | RTU #10 | 2025 | Trane | UCCAK21C1G0EK0735075B | H25G60436 | 2=16X20X2 2=16X25X2 2=20X20X2 2=20X25X2 |  | Chilled Water
Roof |  | Air Handler Unit | RTU #11 | 2025 | Trane | UCCAK21C1G0EK0735075B | H25G60437 | 2=16X20X2 2=16X25X2 2=20X20X2 2=20X25X2 |  | Chilled Water
Ceiling | Suite 600 Foyer CH | Ceiling Heater | Unknown | Unknown | TPI | F3484TA1S | Unknown | N/A | N/A | N/A
Ceiling | Suite 500 Main CH | Ceiling Heater | Unknown | Unknown | TPI | F3484TA1S | Unknown | N/A | N/A | N/A
Ceiling | Suite 500 Foyer Locked door CH | Ceiling Heater | Unknown | Unknown | TPI | F3484TA1S | Unknown | N/A | N/A | N/A
Ceiling | Suite 400 Foyer CH | Ceiling Heater | Unknown | Unknown | TPI | F3484TA1S | Unknown | N/A | N/A | N/A
Ceiling | Suite 300 Foyer CH 6 | Ceiling Heater | CH6 | Unknown | TPI | F3484TA1S | Unknown | N/A | N/A | N/A
Ceiling | Suite 300 Foyer CH 5 | Ceiling Heater | CH5 | Unknown | TPI | F3484TA1S | Unknown | N/A | N/A | N/A
Ceiling | Suite 200 Foyer CH | Ceiling Heater | Unknown | Unknown | Marley | Model CDF547 | Unknown | N/A | N/A | N/A
Ceiling | Suite 200 Mens RR | Ceiling Heater | Unknown | Unknown | Marley | Model CDF547
Ceiling | Suite 200 Womens RR | Ceiling Heater | Unknown | Unknown | Marley | Model CDF547
Ceiling | Corridor Far Left CH | Ceiling Heater | Unknown | Unknown | Marley | Model CDF547 | Unknown | N/A | N/A | N/A
Ceiling | Corridor Back CH | Ceiling Heater | Unknown | Unknown | Marley | Model CDF547 | Unknown | N/A | N/A | N/A
Ceiling | Corridor Far Right CH | Ceiling Heater | Unknown | Unknown | Marley | Model CDF547 | Unknown | N/A | N/A | N/A
Ceiling ( Room D104) | Corridor Far Right Mens RR | Ceiling Heater | Unknown | Unknown | TPI | Model G3484TA1S
Ceiling (Room D103) | Corridor Far Right Womens RR | Ceiling Heater | Unknown | Unknown | TPI | Model G3484TA1S
Ceiling (Room C102) | Back Hallway Public Health Mens RR | Ceiling Heater | CH10 | Unknown | TPI | Model G3484TA1S
Ceiling (Room C101) | Back Hallway Public Health Womens RR | Ceiling Heater | CH9 | Unknown | TPI | Model G3484TA1S
Mechanical Room | Co located with AHU 1 2 3 | Air Separator |  | 2009 | Taco Inc | CBX34-3 | G02088 | N/A | N/A | N/A
Corrections 750 Hi Hope Road, Lawrenceville GA. 30043
Location | Area Served | Unit Type | Unit # | Year | Make | Model | Serial Number | Filters | Belts | Refrigerant Type
Roof | Property | Roof Top Unit | RTU #1 | 2020 | Trane | YHC092F4RLA | 200912207L | 4 = 20 X 25 X 2 | Direct Drive | 410A
Roof | G-Dorm | Roof Top Unit | RTU #2 | 2020 | Trane | YHC120F4RMA | 20091234R7L | 3 = 20 X 25 X 2 2 = 20 X 30 X 2 | Direct Drive | 410A
Roof | Hallway | Roof Top Unit | RTU #3 | 2020 | Trane | YHC060F4RHA | 200814591L | 4 = 16 X 25 X 2 | Direct Drive | 410A
Roof | F-Dorm | Roof Top Unit | RTU #4 | 2020 | Trane | YHC120F4RMA | 200911307L | 3 = 20 X 25 X 2 2 = 20 X 30 X 2 | Direct Drive | 410A
Roof | E-Dorm | Roof Top Unit | RTU #5 | 2020 | Trane | YHC120F4RMA | 200911308L | 3 = 20 X 25 X 2 2 = 20 X 30 X 2 | Direct Drive | 410A
Roof | D-Dorm | Roof Top Unit | RTU #6 | 2020 | Trane | YHC120F4RMA | 200911309L | 3 = 20 X 25 X 2 2 = 20 X 30 X 2 | Direct Drive | 410A
Roof | C-Dorm | Roof Top Unit | RTU #7 | 2020 | Trane | YHC120F4RMA | 200911310L | 3 = 20 X 25 X 2 2 = 20 X 30 X 2 | Direct Drive | 410A
Roof | Hallway | Roof Top Unit | RTU #8 | 2020 | Trane | YHC060F4RHA | 200910993L | 4 = 16 X 25 X 2 | Direct Drive | 410A
Roof | B-Dorm | Roof Top Unit | RTU #9 | 2020 | Trane | YHC120F4RMA | 200911311L | 3 = 20 X 25 X 2 2 = 20 X 30 X 2 | Direct Drive | 410A
Roof | A-Dorm | Roof Top Unit | RTU #10 | 2020 | Trane | YHC120F4RMA | 200911312L | 3 = 20 X 25 X 2 2 = 20 X 30 X 2 | Direct Drive | 410A
Roof | Staff Dining | Roof Top Unit | RTU #11 | 2013 | Trane | YHC102E4RYA0KF6D0C101B | 130412344L | 3 = 20 X 2 5 X 2 3 = 20 X 20 X 2 | Direct Drive | 410A
Roof | Isolation | Roof Top Unit | RTU #12 | 2020 | Trane | YHC074FRMA | 200912127L | 4 = 20 X 25 X 2 | AX35 | 410A
Roof | Nurses Station | Roof Top Unit | RTU #13 | 2020 | Trane | YHC092F4RLA | 200912208L | 4 = 20 X 25 X 2 | Direct Drive | 410A
Roof | Class Rooms | Roof Top Unit | RTU #14 | 2020 | Trane | YHC092F4RLA | 200912209L | 4 = 20 X 25 X 2 | Direct Drive | 410A
Roof | Unknown | Roof Top Unit | RTU #15 | 2020 | Trane | SAHLF2040U36AHND801 | C20A00409 | 12 = 20 X 20 X 2 | Direct Drive | 410A
Roof | Unknown | Roof Top Unit | RTU #16 | 2020 | Trane | SAHLF2040U37AFLD801 | C20A00410 | 12 = 20 X 20 X 2 | Direct Drive | 410A
Roof | L-Dorm | Roof Top Unit | RTU #19 | 2020 | Trane | YHC092F4RLA | 200912203L | 4 = 20 X 25 X 2 | Direct Drive | 410A
Roof | K-Dorm | Roof Top Unit | RTU #20 | 2020 | Trane | YHC092F4RLA | 200912204L | 4 = 20 X 25 X 2 | Direct Drive | 410A
Roof | J-Dorm | Roof Top Unit | RTU #21 | 2020 | Trane | YHC092F4RLA | 200912205L | 4 = 20 X 25 X 2 | Direct Drive | 410A
Roof | I-Dorm | Roof Top Unit | RTU #22 | 2020 | Trane | YHC092F4RLA | 200912206L | 4 = 20 X 25 X 2 | Direct Drive | 410A
Roof | H-Dorm | Roof Top Unit | RTU #23 | 2020 | Trane | YHC120F4RMA | 200911313L | 3 = 20 X 25 X 2 2 = 20 X 30 X 2 | Direct Drive | 410A
Roof | Unknown | Roof Top Unit | RTU #24 | 2019 | Trane | 4TCY5024A1000A | 195113026L | 18 X 25 X 1 | Direct Drive | 410A
Roof | Unknown | Roof Top Unit | RTU #25 | 2019 | Trane | 4YCZ6024A1060A | 192414796L | 18 X 25 X 1 | Direct Drive | 410A
Roof | Unknown | Roof Top Unit | RTU #26 | 2020 | Trane | 4YCZ6024A1060A | 200610927L | 18 X 25 X 1 | Direct Drive | 410A
Roof | Unknown | Roof Top Unit | RTU #27 | 2020 | Trane | 4YCZ6024A1060A | 200613343L | 18 X 25 X 1 | Direct Drive | 410A
Roof | Kitchen | Air Handler Unit | KU - AHU | 2001 | York | Unknown | Unknown | 10 = 20 X 25 X 2 | 2 = AX62 | R 22
Roof | Kitchen | Condenser | KU - HP | 2001 | York | HA300C00A4DAA2B | SNOM6271670 | N/A | N/A | R 22
Roof | Kitchen | Make Up Air | MUA #1 | 2001 | Reznor | HRG400-8 RGBL800 | BRE3060037089 | 2 = 16 X 25 X 2 12 = 12 X 20 X 2 | 2 = BX58 | N/A
Roof | Kitchen | Make Up Air | MUA #2 | 2001 | Reznor | HRG400-8 RGBL800 | EBAK65K1N25557 | 2 = 16 X 25 X 2 12 = 12 X 20 X 2 | 2 = BX58 | N/A
Roof | Kitchen | Make Up Air | MUA #3 | 2001 | Reznor | HRG400-8 RGBL800 | EBAK65K1N25556 | 2 = 16 X 25 X 2 12 = 12 X 20 X 2 | 2 = BX58 | N/A
Roof | Kitchen | Make Up Air | MUA #4 | 2001 | Reznor | HRG400-8 RGBL800 | EBAK65K1N25555 | 2 = 16 X 25 X 2 12 = 12 X 20 X 2 | 2 = BX58 | N/A
Ceiling | Warehouse | Unit Heater | UH #1 | 2016 | Dayton | 3UF81 | Unknown | N/A | N/A | N/A
Ceiling | Warehouse | Unit Heater | UH #2 | 2016 | Dayton | 2YU070 | Unknown | N/A | N/A | N/A
Ceiling | Warehouse | Unit Heater | UH #3 | 2016 | Dayton | 2YU070 | Unknown | N/A | N/A | N/A
Ceiling | Warehouse | Unit Heater | UH #4 | 2016 | Dayton | 2YU070 | Unknown | N/A | N/A | N/A
Ceiling | Warehouse | Unit Heater | UH #5 | 2016 | Dayton | 2YU070 | Unknown | N/A | N/A | N/A
Ceiling | Warehouse | Unit Heater | UH #6 | 2016 | Qmark | 2YU070 | Unknown | N/A | N/A | N/A
Roof | Rest Rooms #118 & 119 | Exhaust Fan | EF #1 | 2016 | Jenco | SDBO7MM1S | 759342-1 | N/A | 4L220 | N/A
Roof | Rest Rooms #140 & 141 | Exhaust Fan | EF #2 | 2016 | Jenco | SDBD14 | 620235-1 | N/A | Direct Drive | N/A
Roof | Rest Rooms #147 & 148 | Exhaust Fan | EF #3 | 2016 | Jenco | SDBD07 | 620236-1 | N/A | Direct Drive | N/A
Roof | Rest Room | Exhaust Fan | EF #4 | 2016 | Jenco | SDBD14 | 620234-3 | N/A | Direct Drive | N/A
Roof | Rest Room | Exhaust Fan | EF #5 | 2016 | Jenco | SDBD12 | 620247-2 | N/A | Direct Drive | N/A
Roof | Rest Room | Exhaust Fan | EF #6 | 2016 | Jenco | SDBD07 | 620243-1 | N/A | Direct Drive | N/A
Roof | Rest Room | Exhaust Fan | EF #7 | 2016 | Jenco | SDBD14 | 620234-2 | N/A | Direct Drive | N/A
Roof | Rest Room | Exhaust Fan | EF #8 | 2016 | Jenco | SDBD10 | 620250-1 | N/A | Direct Drive | N/A
Roof | Rest Room | Exhaust Fan | EF #9 | 2016 | Jenco | SDBD12 | 620247-1 | N/A | Direct Drive | N/A
Roof | ISO C10 | Exhaust Fan | EF #10 | 2016 | Jenco | SDBD07 | 620243-3 | N/A | Direct Drive | N/A
Roof | ISO C112 | Exhaust Fan | EF #11 | 2016 | Jenco | SDBD14 | 620234-1 | N/A | Direct Drive | N/A
Roof | ISO C114 | Exhaust Fan | EF #12 | 2016 | Jenco | TXB24 | 620244-1 | N/A | 4L360 | N/A
Roof | ISO C116 | Exhaust Fan | EF #13 | 2016 | Jenco | STXD8 | 620245-1 | N/A | Direct Drive | N/A
Roof | Rest Room | Exhaust Fan | EF #14 | 2016 | Jenco | SDBD08 | 620251-1 | N/A | Direct Drive | N/A
Roof | Rest Room | Exhaust Fan | EF #15 | 2016 | Jenco | SDBD08 | 620242-1 | N/A | Direct Drive | N/A
Roof | Rest Room | Exhaust Fan | EF #16 | 2016 | Loren Cook | 120C10D | NA | N/A | Direct Drive | N/A
Roof | Rest Room | Exhaust Fan | EF #17 | 2016 | Jenco | STXB15 | 620246-2 | N/A | 3L230 | N/A
Roof | Preventive Health | Exhaust Fan | EF #18 | 2016 | Jenco | STXB15 | 620246-1 | N/A | 3L230 | N/A
Roof | Preventive Health | Exhaust Fan | EF #19 | 2016 | Loren Cook | 70ACEH70C15DH | 0505H34845-00/0006001 | N/A | Direct Drive | N/A
Roof | Unknown | Exhaust Fan | EF #20 | 2016 | Loren Cook | SDBD07 | 6202343-4 | N/A | Direct Drive | N/A
Roof | Unknown | Exhaust Fan | EF #21 | 2016 | Jenco | SDBD07 | 620238-1 | N/A | Direct Drive | N/A
Roof | Unknown | Exhaust Fan | EF #22 | 2016 | Jenco | SDBD07 | 620239-1 | N/A | Direct Drive | N/A
Roof | Unknown | Exhaust Fan | EF #23 | 2016 | Jenco | SDBD07 | 620240-1 | N/A | Direct Drive | N/A
Roof | Unknown | Exhaust Fan | EF #24 | 2016 | Jenco | SDBD08 | 620231-1 | N/A | Direct Drive | N/A
Roof | Unknown | Exhaust Fan | EF #25 | 2016 | Jenco | SDBD07 | 620234-4 | N/A | Direct Drive | N/A
Roof | Unknown | Exhaust Fan | EF #26 | 2016 | Loren Cook | SDBD08 | 620232-1 | N/A | Direct Drive | N/A
Roof | Unknown | Exhaust Fan | EF #27 | 2016 | Jenco | SDBD07 | 620237-1 | N/A | Direct Drive | N/A
Roof | Unknown | Exhaust Fan | EF #28 | 2016 | Penn Barry | DX16V | E13A070874 | N/A | Direct Drive | N/A
Roof | Unknown | Exhaust Fan | EF #29 | 2016 | Jenco | SDBD14 | 620229-1 | N/A | Direct Drive | N/A
Roof | Unknown | Exhaust Fan | EF #30 | 2016 | Jenco | SDBD14 | 620230-1 | N/A | Direct Drive | N/A
Roof | Unknown | Exhaust Fan | EF #31 | 2016 | Loren Cook | 135ACE135C10D | 0505F64699-00/0000702 | N/A | Direct Drive | N/A
Roof | Unknown | Exhaust Fan | EF #32 | 2016 | Loren Cook | 135ACE135C10D | 0505G25288-00/0005001 | N/A | Direct Drive | N/A
Roof | Unknown | Exhaust Fan | EF #33 | 2016 | Loren Cook | 135ACE135C10D | 0505F98628-00/0000701 | N/A | Direct Drive | N/A
Roof | Unknown | Exhaust Fan | EF #34 | 2016 | Jenco | SDB14 | 620228-1 | N/A | Direct Drive | N/A
Roof | Unknown | Exhaust Fan | EF #35 | 2016 | Loren Cook | 90ACEH90C15DH | 0505F64699-00/0001802 | N/A | Direct Drive | N/A
Roof | Unknown | Exhaust Fan | EF #36 | 2016 | Loren Cook | 90ACEH90C15DH | 0505F64699-00/0001801 | N/A | Direct Drive | N/A
Roof | Unknown | Exhaust Fan | EF #37 | 2016 | Loren Cook | 135ACE135C10D | 0505F64699-00/0000701 | N/A | Direct Drive | N/A
Roof | Unknown | Exhaust Fan | EF #38 | 2016 | Loren Cook | 135ACE135C10D | 0505D5367-00/0002902 | N/A | Direct Drive | N/A
Roof | Unknown | Exhaust Fan | EF #39 | 2016 | Loren Cook | 90W15DH | N/A | N/A | Direct Drive | N/A
Roof | Unknown | Exhaust Fan | EF #40 | 2016 | Loren Cook | 70W10DL | N/A | N/A | Direct Drive | N/A
Roof | Unknown | Exhaust Fan | EF #41 | 2016 | Loren Cook | 90W15DH | N/A | N/A | Direct Drive | N/A
Roof | Unknown | Exhaust Fan | EF #42 | 2016 | Loren Cook | 90W11DL | N/A | N/A | Direct Drive | N/A
Roof | Unknown | Exhaust Fan | EF #43 | 2016 | Loren Cook | 195W4B | N/A | N/A | AX25 | N/A
Roof | Unknown | Exhaust Fan | EF #45 | 2016 | Jenco | STXD8 | 620245-1 | N/A | Direct Drive | N/A
Unknown | Unknown | Air Handler Unit | AHU #1 | Unknown | Lennox | MPB018S4S-1P | S6918E04701 | Unknown | Unknown | Unknown
Unknown | Unknown | Heat Pump | HP #1 | Unknown | Lennox | NWMA024 | S6917E04678 | N/A | N/A | Unknown
Unknown | Unknown | Air Handler Unit | AHU #2 | Unknown | Lennox | MPB018S4S-1P | S6917E05581 | Unknown | Unknown | Unknown
Unknown | Unknown | Heat Pump | HP #2 | Unknown | Trane | 2TWB3018A1000AA | 9191KFD4F | N/A | N/A | Unknown
Warehouse | Warehouse | Air Handler Unit | AHU #1 | 2025 | Trane | TEM4A0819M215A | 220210HY3V | 20 X 20 X 1 | N/A | 410A
Warehouse | Warehouse | Heat Pump | HP #1 | 2025 | Trane | 4tTWR4018N1000A | 24263LBA5F | N/A | N/A | 410A
Unknown | Unknown | Mini-Split Evaporator | MSE #1 | Unknown | Lennox | MWMA024S4-2P | Unknown | Washable | N/A | 410A
Unknown | Unknown | Mini-Split Condenser | MSC #1 | Unknown | Lennox | MPB024S4S-1P | Unknown | Unknown | Unknown | 410A
Unknown | Unknown | Unknown | PIU's? | Unknown | Unknown | Unknown | Unknown | Unknown | Unknown | N/A
Roof | Isolation | Exhaust Fan w/ HEPA | EF-13 | Unknown | Loren Cook | 60 CPS | Unknown | 1=24x24x2 1=24x24x4 HEPA | AX32 | N/A
Roof | Isolation | Exhaust Fan w/ HEPA | EF-14 | Unknown | Loren Cook | 60 CPS | Unknown | 1=24x24x2 1=24x24x4 HEPA | AX32 | N/A
Traffic Court & Juvenile Justice 115 Stone Mountain Street, Lawrenceville GA. 30046
Location | Area Served | Unit Type | Unit # | Year | Make | Model | Serial Number | Filters | Belts | Refrigerant Type
Mechanical Penthouse | Building | Air Handler Unit | AHU #1 | 2006 | York | XTI-084X126-EEQL046A | CCPMXT237 | 12 = 24 X 24 X 4 3 = 20 x 24 x 4 | 5 = BX60 4 = BX79 | N/A
Mechanical Penthouse | Unknown | Air Handler Unit | AHU #2 | 2006 | York | XTI-090X132-EERM046A | CCPMXT0220 | 20 = 20 X 24 X 4 | 4 = BX81 6 = BX59 | N/A
Mechanical Penthouse | Unknown | Air Handler Unit | AHU #3 | 2006 | York | XTI-069X108-EEMJ046A | CCPMXT0233 | 12 = 20 X 24 X 4 | 3 = BX52 3 = AX71 | N/A
Chiller Yard | Building | Chiller | Chiller #1 | 2006 | York | YCAV0177SA46VAACST | RBPM010609 | N/A | N/A | 134A
Chiller Yard | Building | Chiller | Chiller #2 | 2006 | York | YCAV0177SA46VAACST | RBPM010608 | N/A | N/A | 134A
Mechanical Penthouse | Building | Chilled Water Pump | CWP #1 | 2006 | Armstrong | 4X3X104030 | Unknown | N/A | Direct Drive | N/A
Mechanical Penthouse | Building | Chilled Water Pump | CWP #2 | 2006 | Armstrong | 4X3X104030 | 516175 | N/A | Direct Drive | N/A
Mechanical Penthouse | Building | Chilled Water Pump Motor | CWPM #1 | 2006 | Baldor | EM3313T | Unknown | N/A | Direct Drive | N/A
Mechanical Penthouse | Building | Chilled Water Pump Motor | CWPM #2 | 2006 | Baldor | EM3313T | Unknown | N/A | Direct Drive | N/A
Mechanical Penthouse | Building | Secondary Chilled water pump | SCHP-1 | 2006 | Armstrong | 5X4X104030 | Unknown | N/A | N/A | N/A
Mechanical Penthouse | Building | Secondary Chilled water pump | SCHP-2 | 2006 | Armstrong | 5X4X104030 | Unknown | N/A | N/A | N/A
Mechanical Penthouse | Building | Secondary water pump motor | SCHPM-1 | 2006 | Baldor | EM2513T | Unknown | N/A | N/A | N/A
Mechanical Penthouse | Building | Secondary water pump motor | SCHPM-2 | 2006 | Baldor | EM2513T | Unknown | N/A | N/A | N/A
Mechanical Penthouse | Penthouse | Electric Heater | UH-1 | 2006 | Berko | HUHAA548 | Unknown | N/A | N/A | N/A
Mechanical Penthouse | Penthouse | Electric Heater | UH-2 | 2006 | Berko | HUHAA548 | Unknown | N/A | N/A | N/A
Mechanical Penthouse | Penthouse | Electric Heater | UH-3 | 2006 | Berko | HUHAA548 | Unknown | N/A | N/A | N/A
Riser Room | Riser Room | Electric Heater | UH-4 | 2006 | Berko | HUHAA548 | Unknown | N/A | N/A | N/A
Mechanical Penthouse | Building | Expansion Tank | ET-1 | 2005 | Armstrong | A200-L | 309571 | N/A | N/A | N/A
Roof | Unknown | Exhaust Fan | EF #1 | 2006 | Greenheck | 6B-161-10 | 5622525 | N/A | AX21 | N/A
Roof | Unknown | Exhaust Fan | EF #2 | 2006 | Greenheck | 6B-141-7 | 5622504 | N/A | AX21 | N/A
Roof | Unknown | Exhaust Fan | EF #3 | 2006 | Greenheck | AP-38 | Unknown | N/A | AX38 | N/A
Roof | Unknown | Exhaust Fan | EF #4 | 2006 | Greenheck | AP-38 | Unknown | N/A | AX38 | N/A
Roof | Unknown | Mini-Split Evaporator | MSE #1 | 2006 | Mitsubishi | PC24GK | 32G00022B | Washable | Direct Drive | 410A
Roof | Unknown | Mini-Split Condenser | MSC #1 | 2006 | Mitsubishi | Unknown | Unknown | N/A | Direct Drive | Unknown
DOT Barn #1 2992 Bart Johnson Road, Buford GA. 30548
Location | Area Served | Unit Type | Unit # | Year | Make | Model | Serial Number | Filters | Belts | Refrigerant Type
Barn | Barn | Unit Heater | UH #1 | 2017 | Spaceray | Unknown | Unknown | N/A | N/A | N/A
Barn | Barn | Unit Heater | UH#2 | 2017 | Spaceray | Unknown | Unknown | N/A | N/A | N/A
Building | Office | PTAC | PTAC | 2017 | Gree | ETAC2-12HP230VA-A | 1170P00442 | Washable | N/A | Unknown
DOT Barn #2 4181 Abbots Bridge, Road Duluth GA. 30097
Location | Area Served | Unit Type | Unit # | Year | Make | Model | Serial Number | Filters | Belts | Refrigerant Type
Barn | Barn | Infrared Unit Heater | IUH-1 | Unknown | Schwank | STSP - 130 - N - UA | Unknown | N/A | N/A | N/A
Barn | Barn | Infrared Unit Heater | IUH-2 | Unknown | Schwank | STSP - 130 - N - UA | Unknown | N/A | N/A | N/A
Office | Office | Thru the wall heat pump | PTAC | 2022 | Friedrich | PDE09K3SG | Unknown | Washable | N/A | 410A
Unknown | Unknown | Exhaust Fan | EF-1 | Unknown | Greenheck | SBE-3L30 | Unknown | N/A | Unknown | N/A
Unknown | Unknown | Exhaust Fan | EF-2 | Unknown | Greenheck | SP-B150 | Unknown | N/A | Unknown | N/A
DOT Barn #3 425 Hoke O'Kelley Mill Road, Loganville GA. 30052
Location | Area Served | Unit Type | Unit # | Year | Make | Model | Serial Number | Filters | Belts | Refrigerant Type
Barn | Barn | Unit Heater | UH #1 | Unknown | Schwank | STSP - 130 - N - UA | TPN130DK034A003 | N/A | N/A | N/A
Barn | Barn | Unit Heater | UH #2 | Unknown | Schwank | STSP - 130 - N - UA | TPN130DK034A002 | N/A | N/A | N/A
Barn | Barn | Unit Heater | UH #3 | Unknown | Schwank | STSP - 130 - N - UA | TPN130DK034A004 | N/A | N/A | N/A
Barn | Barn | Unit Heater | UH #4 | Unknown | Schwank | STSP - 130 - N - UA | TPN130DK034A001 | N/A | N/A | N/A
Building | Office | Unknown | PTAC #1 | Unknown | Amana | PTH153B35 | 712091755 | Washable | N/A | Unknown
Unknown | Unknown | Exhaust Fan | Exhaust Fan #1 | Unknown | Braun | Unknown | Unknown | N/A | Unknown | N/A
DOT Barn #5 4115 Arcadia Industrial Circle, Lilburn GA. 30047
Location | Area Served | Unit Type | Unit # | Year | Make | Model | Serial Number | Filters | Belts | Refrigerant Type
101 | Bay | Gas InfarredHeater | GIH #1 | 2007 | Reznor | VR 125-30 | Unknown | N/A | N/A | N/A
101 | Bay | Gas InfarredHeater | GIH #2 | 2007 | Reznor | VR 125-40 | Unknown | N/A | N/A | N/A
101 | Bay | Gas InfarredHeater | GIH #3 | 2007 | Reznor | VR 125-40 | Unknown | N/A | N/A | N/A
101 | Bay | Gas InfarredHeater | GIH #4 | 2007 | Reznor | VR 125-40 | Unknown | Unknown | Unknown | Unknown
102 | Office | Thru the wall heat pump | PTAC | Unknown | Gree | 15HP230V20B-19 | 1315GP01982 | Washable | N/A | Unknown
105 | Bathroom | Ceiling Exhaust Fan | CEF-1 | 2007 | Cook | GC-124 | Unknown | N/A | Unknown | N/A
101 | Bay 101 | Wall Exhaust Fan | WEF1 | 2007 | Cook | Unknown | Unknown | Unknown | Unknown | Unknown
105 | Bathroom | Electric Wall Heater | EWH-1 | 2007 | Q-Mark | CWH3404 | Unknown | N/A | Unknown | N/A
103 | Storage Room A | Electric Wall Heater | EWH-2 | 2007 | Q-Mark | CWH3404 | Unknown | N/A | Unknown | N/A
Transportation Central 620 Winder Highway Lawrenceville GA. 30045
Location | Area Served | Unit Type | Unit # | Year | Make | Model | Serial Number | Filters | Belts | Refrigerant Type
Unknown | Unknown | Air Handler Unit | AHU #1 | 2002 | York | XTI-045X059-EAKA046A | CHRMXT0042 | 12 = 16 X 20 X 2 | 2 = AX48 | R-22
Outside on Ground | Unknown | Condensor | A/C #1 | 2002 | Trane | TTA240B400GA | 14183KXCTA | N/A | N/A | R-22
Unknown | Unknown | Air Handler Unit | AHU #2 | 2002 | York | XTI-075X111-EAQA046A | CHRMXT0043 | 30 = 16 X 20 X 2 24 = 16 X 25 X 2 | 4 = BX68 | R-22
Outside on Ground | Unknown | Condensor | A/C #2 | 2002 | York | YCUL0066EC46XCASDTXLXXRL | RGRM015648 | N/A | N/A | R-22
Server Room | TTC Room | Fan Coil Unit | FCU #1 | 2020 | Lennox | CBA27UHE-048-230-6-05 | 1620L02245 | 20 X 20 X 1 | Direct Drive | N/A
Outside on Ground | TTC Room | Condensor | A/C #1 | 2020 | Lennox | TSA048S4N44Y | 5820G14056 | N/A | N/A | 410A
Server Room | Server Room | Fan Coil Unit | FCU #2 | 2017 | Lennox | CBX25UH-048-230-10 | 1717K09592 | 2=20x20x1 | Direct Drive | N/A
Outside on Ground | Server Room | Condensor | A/C #2 | 2017 | Lennox | TSA048S4N44Y | 5817J03052 | N/A | N/A | 410A
Above Ceiling | Server Room | Fan Coil Unit | FCU #3 | 2017 | Trane | TWE090E300AA | 17105N8CBA | 3=16x25x2 | AX47 | N/A
Outside on Ground | Server Room | Condensor | A/C #3 | 2017 | Trane | TTA090H400AA | 17153SAYYA | N/A | N/A | 410A
Unknown | Unknown | Unit Heater | UH #1 | 2002 | Omega II | 0940.NG | 0F060530005 | N/A | N/A | N/A
Unknown | Unknown | Unit Heater | UH #2 | 2002 | Omega II | 0940.NG | 0F060530002 | N/A | N/A | N/A
Unknown | Unknown | Unit Heater | UH #3 | 2002 | Omega II | 0940.NG | 0F60530003 | N/A | N/A | N/A
Unknown | Unknown | Unit Heater | UH #4 | 2002 | Omega II | 0940.NG | 0F60530004 | N/A | N/A | N/A
Unknown | Unknown | Unit Heater | UH #5 | 2002 | Omega II | 0940.NG | 0F060530006 | N/A | N/A | N/A
Unknown | Unknown | Unit Heater | UH #6 | 2002 | Omega II | 0940.NG | 0F060530007 | N/A | N/A | N/A
Unknown | Unknown | Unit Heater | UH #7 | 2002 | Omega II | 0940.NG | 0F060530008 | N/A | N/A | N/A
Unknown | Unknown | Unit Heater | UH #8 | 2002 | Omega II | 0940.NG | 0F060530009 | N/A | N/A | N/A
Unknown | Unknown | Unit Heater | UH #9 | 2002 | Omega II | 0940.NG | 0F060530010 | N/A | N/A | N/A
Unknown | Unknown | Unit Heater | UH #10 | 2002 | Omega II | 0940.NG | 0F060530011 | N/A | N/A | N/A
Unknown | Unknown | Unit Heater | UH #11 | 2002 | Omega II | 0940.NG | Unknown | N/A | N/A | N/A
Unknown | Unknown | Unit Heater | UH #12 | 2002 | Omega II | 0940.NG | Unknown | N/A | N/A | N/A
Unknown | Unknown | Unit Heater | UH #13 | 2002 | Omega II | 0940.NG | Unknown | N/A | N/A | N/A
Unknown | Unknown | Unit Heater | UH #14 | 2002 | Omega II | 0940.NG | Unknown | N/A | N/A | N/A
Unknown | Unknown | Unit Heater | UH #15 | 2002 | Omega II | 0940.NG | Unknown | N/A | N/A | N/A
Unknown | Unknown | Unit Heater | UH #16 | 2002 | Omega II | 0940.NG | Unknown | N/A | N/A | N/A
Unknown | Unknown | Unit Heater | UH #17 | 2002 | Omega II | 0940.NG | Unknown | N/A | N/A | N/A
Unknown | Unknown | Unit Heater | UH #18 | 2002 | Omega II | 0940.NG | Unknown | N/A | N/A | N/A
Unknown | Unknown | Unit Heater | UH #19 | 2002 | Omega II | 0940.NG | Unknown | N/A | N/A | N/A
Unknown | Unknown | Unit Heater | UH #20 | 2002 | Omega II | 0940.NG | Unknown | N/A | N/A | N/A
Roof | Warehouse | Exhaust Fan | EF #1 | 2002 | Cook | CUBE-101-4 | 06H03956 | N/A | 3L190 | N/A
Roof | AHU #1 Mechanical Room | Exhaust Fan | EF #2 | 2002 | Cook | RSFP-90-4 | 06H03667 | N/A | 3L380 | N/A
Roof | Locker Rooms | Exhaust Fan | EF #3 | 2002 | Cook | LBP-24-25 | 06H03654 | N/A | AX54 | N/A
Back Wall | AHU #2 Mechanical Room | Exhaust Fan | EF #4 | 2002 | Cook | LBP-24-25 | 06H03653 | N/A | AX54 | N/A
Back Wall | Open Floor Area | Exhaust Fan | EF #5 | 2002 | Cook | GB-200-15 | 06H04377 | N/A | AX26 | N/A
Roof | Vehicle Bays | Exhaust Fan | EF #6 | 2002 | Cook | 245 TLCB | Unknown | N/A | A67 | N/A
Roof | Storage | Exhaust Fan | EF #7 | 2002 | Cook | 270 TLCB | Unknown | N/A | 4L430 | N/A
Back Wall | Secured Storage | Exhaust Fan | EF #8 | 2002 | Cook | 24XMW | Unknown | N/A | Direct Drive | N/A
Back Wall | INT. Bulk Storage | Exhaust Fan | EF #9 | 2002 | Cook | 30MXW | Unknown | N/A | Direct Drive | N/A
Roof | Comb. Eng. Storage | Exhaust Fan | EF #10 | 2002 | Cook | ACPUB | Unknown | N/A | Direct Drive | N/A
Roof | Fabrication Room | Exhaust Fan | EF #11 | 2002 | Cook | 150SQNB | Unknown | N/A | Direct Drive | N/A
Roof | Tech Work Area | Exhaust Fan | EF #12 | 2002 | Cook | 150SQNB | Unknown | N/A | Unknown | Unknown
Ceiling | Offices | Powered Induction Unit | PIU A | 2002 | York | YC310C | 25650-2 | 16 X 20 X 1 | Direct Drive | N/A
Ceiling | Offices | Powered Induction Unit | PIU B | 2002 | York | YC310C | 25650-3 | 16 X 20 X 1 | Direct Drive | N/A
Ceiling | Offices | Powered Induction Unit | PIU C | 2002 | York | YC206C | 25650-4 | 16 X 20 X 1 | Direct Drive | N/A
Ceiling | Offices | Powered Induction Unit | PIU D | 2002 | York | YC310C | 25650-5 | 16 X 20 X 1 | Direct Drive | N/A
Ceiling | Offices | Powered Induction Unit | PIU E | 2002 | York | YC208C | 25650-6 | 14 X 14 X 1 | Direct Drive | N/A
Ceiling | Offices | Powered Induction Unit | PIU F | 2002 | York | YC206C | 25650-7 | 16 X 20 X 1 | Direct Drive | N/A
Ceiling | Offices | Powered Induction Unit | PIU G | 2002 | York | YC208C | 25650-8 | 14 X 14 X 1 | Direct Drive | N/A
Ceiling | Offices | Powered Induction Unit | PIU H | 2002 | York | YC208C | 25650-9 | 14 X 14 X 1 | Direct Drive | N/A
Ceiling | Offices | Powered Induction Unit | PIU I | 2002 | York | YC206C | 25650-10 | 14 X 14 X 1 | Direct Drive | N/A
Ceiling | Offices | Powered Induction Unit | PIU J | 2002 | York | YC208C | 25650-11 | 14 X 14 X 1 | Direct Drive | N/A
Ceiling | Offices | Powered Induction Unit | PIU K | 2002 | York | YC310C | 25650-12 | 16 X 20 X 1 | Direct Drive | N/A
Ceiling | Offices | Powered Induction Unit | PIU L | 2002 | York | YC208C | 25650-13 | 14 X 14 X 1 | Direct Drive | N/A
Ceiling | Offices | Powered Induction Unit | PIU M | 2002 | York | YC410C | 25650-14 | 16 X 20 X 1 | Direct Drive | N/A
Ceiling | Offices | Powered Induction Unit | PIU N | 2002 | York | YC206C | 25650-15 | 16 X 16 X 1 | Direct Drive | N/A
Ceiling | Offices | Powered Induction Unit | PIU O | 2002 | York | YC208C | 25650-16 | 14 X 14 X 1 | Direct Drive | N/A
Ceiling | Offices | Powered Induction Unit | PIU P | 2002 | York | YC208C | 25650-17 | 14 X 14 X 1 | Direct Drive | N/A
Ceiling | Offices | Powered Induction Unit | PIU Q | 2002 | York | YC206C | 25650-18 | 16 X 16 X 1 | Direct Drive | N/A
Ceiling | Offices | Powered Induction Unit | PIU R | 2002 | York | YC208C | 25650-19 | 14 X 14 X 1 | Direct Drive | N/A
Ceiling | Offices | Powered Induction Unit | PIU S | 2002 | York | YC310C | 25650-29 | 16 X 20 X 1 | Direct Drive | N/A
Ceiling | Offices | Powered Induction Unit | PIU T | 2002 | York | YC208C | 25650-21 | 14 X 14 X 1 | Direct Drive | N/A
Ceiling | Offices | Powered Induction Unit | PIU U | 2002 | York | YC310C | 25650-21 | 16 X 20 X 1 | Direct Drive | N/A
Ceiling | Offices | Powered Induction Unit | PIU V | 2002 | York | YC208C | 25650-23 | 14 X 14 X 1 | Direct Drive | N/A
Ceiling | Offices | Powered Induction Unit | PIU W | 2002 | Price | FDV5 2008 | 847177-001-001 | 16 X 16 X 1 | Direct Drive | N/A
Ceiling | Offices | Powered Induction Unit | PIU 1 | 2002 | York | YC310C | 25650-24 | 16 X 20 X 1 | Direct Drive | N/A
Ceiling | Offices | Powered Induction Unit | PIU 2 | 2002 | York | YC310C | 25650-25 | 16 X 20 X 1 | Direct Drive | N/A
Ceiling | Offices | Powered Induction Unit | PIU 3 | 2002 | York | YC208C | 25650-26 | 16 X 16 X 1 | Direct Drive | N/A
Ceiling | Offices | Powered Induction Unit | PIU 4 | 2002 | York | YC208C | 25650-27 | 16 X 16 X 1 | Direct Drive | N/A
Ceiling | Offices | Powered Induction Unit | PIU 5 | 2002 | York | YC512C | 25650-28 | 16 X 20 X 1 | Direct Drive | N/A
Ceiling | Offices | Powered Induction Unit | PIU 6 | 2002 | York | YC310C | 25650-29 | 16 X 20 X 1 | Direct Drive | N/A
Ceiling | Offices | Powered Induction Unit | PIU 7 | 2002 | York | YC208C | 25650-30 | 16 X 16 X 1 | Direct Drive | N/A
Ceiling | Offices | Powered Induction Unit | PIU 8 | 2002 | York | YC208C | 25650-31 | 16 X 20 X 1 | Direct Drive | N/A
Ceiling | Offices | Powered Induction Unit | PIU 9 | 2002 | York | YC208C | 25650-32 | 16 X 16 X 1 | Direct Drive | N/A
Ceiling | Offices | Powered Induction Unit | PIU 10 | 2002 | York | YC208C | 25650-33 | 16 X 16 X 1 | Direct Drive | N/A
Ceiling | Offices | Powered Induction Unit | PIU 11 | 2002 | York | YC208C | 25650-34 | 16 X 16 X 1 | Direct Drive | N/A
Ceiling | Offices | Powered Induction Unit | PIU 12 | 2002 | York | YC208C | 25650-35 | 16 X 16 X 1 | Direct Drive | N/A
Ceiling | Offices | Powered Induction Unit | PIU 13 | 2002 | York | YC410C | 25650-36 | 16 X 20 X 1 | Direct Drive | N/A
Ceiling | Offices | Powered Induction Unit | PIU 14 | 2002 | York | YC208C | 25650-37 | 16 X 20 X 1 | Direct Drive | N/A
Elections Storage Facility 825 Progress Center Drive, Lawreceville GA. 30043
Location | Area Served | Unit Type | Unit # | Year | Make | Model | Serial Number | Filters | Belts | Refrigerant Type
Warehouse | Warehouse | Air Handler Unit | AHU #1 | 2020 | Carrier | 40RUAA14A2A6A0A0A0 | 3120U1341 | 4 = 16 X 24 X 2 2 = 16 X 20 X 2 | A40 | 410A
Outside | Warehouse | Condenser Unit | A/C #1 | 2020 | Carrier | 38AUZA14A0A5 | 2320C91250 | N/A | N/A | 410A
Warehouse | Warehouse | Air Handler Unit | AHU #2 | 2020 | Carrier | 40RUAA14A2A6A0A0A0 | 3320U13899 | 4 = 16 X 24 X 2 2 = 16 X 20 X 2 | A40 | 410A
Outside | Warehouse | Condenser Unit | A/C #2 | 2020 | Carrier | 38AUZA14A0A5 | 2320C91249 | N/A | N/A | 410A
Warehouse | Warehouse | Air Handler Unit | AHU #3 | 2020 | Carrier | 40RUAA14A2A6A0A0A0 | 3120U13412 | 4 = 16 X 24 X 2 2 = 16 X 20 X 2 | A40 | 410A
Outside | Warehouse | Condenser Unit | A/C #3 | 2020 | Carrier | 38AUZA14A0A5 | 0720C92635 | N/A | N/A | 410A
Warehouse | Warehouse | Air Handler Unit | AHU #4 | 2020 | Carrier | 40RUAA14A2A6A0A0A0 | 3120U13441 | 4 = 16 X 24 X 2 2 = 16 X 20 X 2 | A40 | 410A
Outside | Warehouse | Condenser Unit | A/C #4 | 2020 | Carrier | 38AUZA14A0A5 | 2720C92159 | N/A | N/A | 410A
Warehouse | Office Area | Furnace | Furnace #5 | Unknown | Unknown | Unknown | Unknown | 20 X 25 X 4 | Unknown | N/A
Warehouse | Office Area | Evaporator Coil | Evap #5 | 2015 | Nordyne | C6BH-X60C-D | C6G15121907 | N/A | N/A | 410A
Roof | Office Area | Condenser Unit | A/C #5 | 2016 | Nordyne | VS4BE-060KA | VSF160205249 | N/A | Direct Drive | 410A
Warehouse | Office Area | Furnace | Furnace #6 | Unknown | Unknown | Unknown | Unknown | 20 X 25 X 4 | Unknown | N/A
Warehouse | Office Area | Evaporator Coil | Evap #6 | 2016 | Nordyne | C7BHMX60C | C7G160111906 | N/A | N/A | 410A
Roof | Office Area | Condenser Unit | A/C #6 | 2016 | Nordyne | VS4BE-O60KA | VSF160205250 | N/A | Direct Drive | 410A
Warehouse | Office Area | Furnace | Furnace #7 | Unknown | Unknown | Unknown | Unknown | 20 X 25 X 4 | Unknown | N/A
Warehouse | Office Area | Evaporator Coil | Evap #7 | 2015 | Nordyne | C6BH-X60C-C | C6G150636204 | N/A | N/A | 410A
Roof | Office Area | Condenser Unit | A/C #7 | 2016 | Nordyne | VS4BE-O60KA | VSF160205265 | N/A | Direct Drive | 410A
Entrepreneur Center 405 North Perry Street, Lawrenceville, GA. 30046
Location | Area Served | Unit Type | Unit # | Year | Make | Model | Serial Number | Filters | Belts | Refrigerant Type
MSE 1 | Lobby | Mini Split EVAP | MSE #1A | 2020 | Carrier | 40MBCQ09--3 | 4520V15159 | Washable | N/A | 410A
MSC 1 | Lobby | Mini Split COND | MSC #1A | 2020 | Carrier | 38MAQB09R--3 | 4020V15577 | N/A | Direct Drive | 410A
Unknown | Office | Mini Split EVAP | MSE #1B | 2020 | Carrier | 40MBCQ18--3 | 2520V12462 | Washable | N/A | 410A
Unknown | Office | Mini Split COND | MSC #1B | 2020 | Carrier | 38MAQB18R--3 | 3520V14992 | N/A | N/A | 410A
Attic | Office Space | Furnace | Furnace #2 | 2020 | Carrier | 58SC0A090E141214 | 4020A19825 | 16 X 20 X 1 | Direct Drive | N/A
Unknown | Unknown | Coil | Coil #2 | 2020 | Carrier | CNPHP367ALAEA | 392OJ12748 | N/A | N/A | 410A
Unknown | Unknown | Condenser Unit | CU #2 | 2020 | Carrier | 24ACC436A300 | 4120E14086 | N/A | N/A | 410A
Attic | Office Space | Furnace | Furnace #3 | 2020 | Bryant | 820TA60090V21A-A | 3820A31961 | 16 X 20 X 1 | Direct Drive | N/A
Unknown | Unknown | Coil | Coil #3 | 2020 | Bryant | CNPHP4321ALAEAAA | 1920J06423 | N/A | N/A | 410A
Unknown | Unknown | Condenser Unit | CU #3 | 2020 | Carrier | 24ANB642A300 | 4420E14411 | N/A | N/A | 410A
Attic | Co-Working Area | Furnace | Furnace #4 | 2020 | Bryant | 820TA60090V21A-A | 3820A31924 | 16 X 20 X 1 | Direct Drive | N/A
Unknown | Unknown | Coil | Coil #4 | 2020 | Carrier | CNPHP4321ALAEAAA | 1920J06424 | N/A | N/A | 410A
Unknown | Unknown | Condenser Unit | CU #4 | 2020 | Carrier | 24ANB642A300 | 4420E14365 | N/A | N/A | 410A
Attic | Office Space | Furnace | Furnace #5 | 2020 | Bryant | 820TA60090V21A-A | 3820A30750 | 18 X 20 X 1 | Direct Drive | N/A
Unknown | Unknown | Coil | Coil #5 | 2020 | Bryant | CNPHP4321ALAEAAA | 1920J01866 | N/A | N/A | 410A
Unknown | Unknown | Condenser Unit | CU#5 | 2020 | Carrier | 24ANB642A300 | 4420E22421 | N/A | N/A | 410A
Attic | Training Room | Furnace | Furnace #6 | 2020 | Bryant | 820TA60090V21A-A | 3820A31932 | 18 X 20 X 1 | Direct Drive | N/A
Unknown | Unknown | Coil | Coil #6 | 2020 | Bryant | CNPHP4321ALAEAAA | 0820J00933 | N/A | N/A | 410A
Unknown | Unknown | Condenser Unit | CU#6 | 2020 | Carrier | 24ANB642A300 | 4420E14382 | N/A | N/A | 410A
Attic | Large Conference Room | Furnace | Furnace #7 | 2020 | Carrier | 58SC0A07E171112 | 5020A17932 | 18 X 20 X 1 | Direct Drive | N/A
Unknown | Unknown | Coil | Coil #7 | 2020 | Carrier | CNPHP4321ALAEAAA | 1220J10328 | N/A | N/A | 410A
Unknown | Unknown | Condenser Unit | CU #7 | 2020 | Carrier | 24ACC430A300 | 0321E20564 | N/A | N/A | 410A
Attic | Breakroom / Kitchen | Furnace | Furnace #8 | 2020 | Carrier | 58SC0A07E171112 | 5020A17923 | 16 X 20 X 1 | Direct Drive | N/A
Unknown | Unknown | Coil | Coil #8 | 2020 | Carrier | CNPHP4321ALAEAAA | 1220J0308 | N/A | N/A | 410A
Unknown | Unknown | Condenser Unit | CU #8 | Unknown | Carrier | 24ACC430A300 | 0321E20563 | N/A | Direct Drive | 410A
Wall | IT Closet | Mini-Split Evaporator | MSE #1C | 2021 | Carrier | 40MBCQ09--3 | 4520V15159 | Washable | Direct Drive | 410A
Ground | IT Closet | Mini-Split Condenser | MSC #1C | 2021 | Carrier | 38MAQB09R-3 | 4020V15577 | N/A | Direct Drive | 410A
Unknown | Unknown | Unknown | Exhaust Fan #1 | Unknown | Greenheck | 5Q-90-VG | 17399099 | N/A | Direct Drive | N/A
Unknown | Unknown | Unknown | Exhaust Fan #2 | Unknown | Greenheck | 5Q-90-VG | 17399101 | N/A | Direct Drive | N/A
Former Duluth Library 3480 Duluth Park Lane, Duluth GA. 30096
Location | Area Served | Unit Type | Unit # | Year | Make | Model | Serial Number | Filters | Belts | Refrigerant Type
Mechanical Room | Building | Air Handler Unit | AHU #1 | 2024 | Carrier | 40RUQA16T2A5AUAOAO | 0524U20977 | 6 = 16 X 24 X 2 6 = 16 X 20 X 2 | BX40 | 410A
Ground | Building | Heat Pump | HP #1 | 2024 | Carrier | 38AUQT16AOA5AOAOAO | 2424P90241 | N/A | N/A | 410A
Mechanical Room | Building | Air Handler Unit | AHU #2 | 2024 | Carrier | 40RUQA16T2A5AUAOAO | 112U22327 | 6 = 16 X 24 X 2 2 = 16 X 20 X 2 | BX40 | 410A
Ground | Building | Heat Pump | HP #2 | 2024 | Carrier | 38AUQT16AOA5AOAOAO | 473P87738 | N/A | N/A | 410A
Georgia Department of Driver Services 310 Hurricane Shoals Road, Lawrenceville Ga. 30045
Location | Area Served | Unit Type | Unit # | Year | Make | Model | Serial Number | Filters | Belts | Refrigerant Type
Mech. Rm 106 | Front Area | Air Handler Unit | AHU #1 | 2004 | Trane | LPCAD08D1D0R | T04E27778 | 2 = 20 X 25 X 2 | BX-36 | R-22
Outside | Front Area | Heat Pump | HP #1 | 2004 | Trane | TWA120A300FA | 4204RJ75JAD | N/A | Direct Drive | R-22
Mech. Rm 106 | Front Area | Air Handler Unit | AHU #2 | 2004 | Trane | LPCAD80D100RT002026AA | T04E27718 | 2 = 20 X 25 X 2 | BX-36 | R-22
Outside | Front Area | Heat Pump | HP #2 | 2004 | Trane | TWA120A300FA | 4204YFEAD | N/A | Direct Drive | R-22
Mech. Rm 112 | Back Area | Air Handler Unit | AHU #3 | 2016 | Trane | TEM4A0C605515AA | 163512GP2V | 20 X 20 X 1 | Unknown | 410A
Outside | Back Area | Heat Pump | HP #3 | 2016 | Trane | 4TWA3060B3000AA | 16346RAS4F | N/A | Direct Drive | 410a
Mech. Rm 123 | Back Area | Air Handler Unit | AHU #4 | 2004 | Trane | TWE048C140C0 | H1951HB26 | 20 X 20 X 1 | Unknown | R-22
Outside | Back Area | Heat Pump | HP #4 | 2003 | Trane | 2TWA0048A3000AB | 31310W03F | N/A | Direct Drive | R-22
Mech. Rm 123 | Back Area | Air Handler Unit | AHU #5 | 2004 | Trane | TWE060D150B0 | 4191J561V | 20 X 20 X 1 | Unknown | R-22
Outside | Back Area | Heat Pump | HP #5 | 2003 | Trane | 2TWA0060A300AB | 34815C72F | N/A | Direct Drive | R-22
Mech. Rm 106 | Front Area | Air Handler Unit | AHU #2A | 2017 | Trane | UCCAD08A0C0RZ03220240ADAR00AA0000000 | K17J73190 | 4-16x20x2 | BX-28 | 410A
Outside | Front Area | Heat Pump | HP #2A | 2017 | Trane | TWA120D30RBA | 17242TX5YA | N/A | Direct Drive | 410A
Ceiling | Restroom | Exhaust Fan | Exhaust Fan #1 | 2004 | Loren Cook | Unknown | Unknown | N/A | Direct Drive | N/A
Gwinnett Justice and Administration Center 75 Langley Drive, Lawrenceville, GA 30046
Location | Area Served | Unit Type | Unit # | Year | Make | Model | Serial Number | Filters | Belts | Refrigerant Type
Data Room | Data Room | CRAC | CRU #1 | 2007 | Liebert | VE363G-AAEIS957 | C07K7G0009 | 5 = 24 X 24 X 4 | 2 = BX40 | R 22
Roof of the commissioners' parking | Data Room | Condensor Unit | CU #1 | 2007 | Liebert | DDO491A | 0736C03044 | N/A | Direct Drive | R 22
Roof of the commissioners' parking | Data Room | Condensor Unit Pump | CUP #1 | 2007 | Liebert | D5A | Unknown | N/A | Direct Drive | N/A
Data Room | Data Room | CRAC | CRU #2 | 2007 | Liebert | VE363G-AAEIS957 | C07K7G0010 | 5 = 24 X 24 X 4 | 2 = BX40 | R 22
Roof of the commissioners' parking | Data Room | Condensor Unit | CU #2 | 2007 | Liebert | DDO491A | 0741C04445 | N/A | Direct Drive | R 22
Roof of the commissioners' parking | Data Room | Condensor Unit Pump | CUP #2 | 2007 | Liebert | D5A | Unknown | N/A | Direct Drive | N/A
Electrical Room | UPS Room | CRAC | CRU #3 | 1987 | Liebert | FH147C-A00 | 181606-001 | 4 = 18 X 24 X 4 | 2 = BX38 | R 22
Roof of the commissioners' parking | UPS Room | Condensor Unit | CU #3 | 1987 | York | HIRD060546B | W0H7218687 | N/A | Direct Drive | R 22
Chiller Room | Building | Chiller | CHILLER #1 | 2020 | York | YK4C4QQ3-EHHX | SLGM-434320 | N/A | N/A | 134A
Chiller Room | Building | Chiller | CHILLER #2 | 2020 | York | YKGPELP8-ESHX | SLGM-434050 | N/A | N/A | 134A
Chiller Room | Building | Chiller | CHILLER #3 | 2020 | York | YKGPELP8-ESHX | SLGM-433860 | N/A | N/A | 134A
Chiller Room | Building | Chilled Water Pump | CWP #1 | 1985 | Aurora | 411 | Unknown | N/A | Direct Drive | N/A
Chiller Room | Building | Chilled Water Pump | CWP #2 | 1985 | Aurora | 411 | Unknown | N/A | Direct Drive | N/A
Chiller Room | Building | Chilled Water Pump | CWP #3 | 1985 | Aurora | 411 | Unknown | N/A | Direct Drive | N/A
Chiller Room | Building | Chilled Water Pump | CWP #4 | 1985 | Aurora | 411 | Unknown | N/A | Direct Drive | N/A
Chiller Room | Building | Chilled Water Pump | CWP #5 | 1985 | Aurora | 411 | Unknown | N/A | Direct Drive | N/A
Chiller Room | Building | Chilled Water Pump | CWP #6 | 1985 | Aurora | 411 | Unknown | N/A | Direct Drive | N/A
Chiller Room | Building | Chilled Water Pump | CWP #7 | 1985 | Aurora | 411 | Unknown | N/A | Direct Drive | N/A
Chiller Room | Building | Chilled Water Pump Motor | CWPM #1 | 2019 | WEG | 015180T3E254TS | 1048396428 | N/A | Direct Drive | N/A
Chiller Room | Building | Chilled Water Pump Motor | CWPM#2 | 2023 | WEG | Y030180T3E286T-W40 | Z1085245937 | N/A | Direct Drive | N/A
Chiller Room | Building | Chilled Water Pump Motor | CWPM #3 | Unknown | Baldor | EM2535TG | C1809121142 | N/A | Direct Drive | N/A
Chiller Room | Building | Chilled Water Pump Motor | CWPM #4 | Unknown | Aurora | EM2535TG | C2009180982 | N/A | Direct Drive | N/A
Chiller Room | Building | Chilled Water Pump Motor | CWPM #5 | Unknown | Aurora | DHP0404 | CU7093011001 | N/A | Direct Drive | N/A
Chiller Room | Building | Chilled Water Pump Motor | CWPM #6 | Unknown | Baldor | EM2539T | C2007240882 | N/A | Direct Drive | N/A
Chiller Room | Building | Chilled Water Pump Motor | CWPM #7 | Unknown | Baldor | EM2539T | C1110211122 | N/A | Direct Drive | N/A
| Building | Air Seperator | Air Seperator | Unknown | Wood Industrial | JASR-19-407 | Unknown | N/A | N/A | N/A
Boiler Room | Building | Gas Fired Boiler | BLR #1 | 2011 | Clever Brooks | FLX200600160HW | 02405-1-1 | N/A | N/A | N/A
Boiler Room | Building | Gas Fired Boiler | BLR #2 | 2011 | Clever Brooks | FLX200600161HW | 02405-1-2 | N/A | N/A | N/A
Chiller Room | Building | Hot Water Pump | HWP #8 | 1985 | Aurora | Unknown | Unknown | N/A | N/A | N/A
Chiller Room | Building | Hot Water Pump | HWP #9 | 1985 | Aurora | Unknown | Unknown | N/A | N/A | N/A
Chiller Room | Building | Hot Water Pump Motor | HWPM #8 | Unknown | Aurora | TO30180T3E286-W40 | Unknown | N/A | Direct Drive | N/A
Chiller Room | Building | Hot Water Pump Motor | HWPM #9 | Unknown | Aurora | TO40180T3E324-W40 | Unknown | N/A | Direct Drive | N/A
| Building | Expantion Tank | Expantion Tank | Unknown | Amtrol | AX180V | Unknown | N/A | N/A | N/A
Outside Cooling Tower Area | Building | Cooling Tower | COOLING TOWER | 2017 | B.A.C. | PT2-1212A-3P2/Q | U176407002-01-01 | N/A | 6R-B210 | N/A
Outside Cooling Tower Area | Building | Cooling Tower Pump Motor | CTPM #10 | Unknown | Unknown | Unknown | Unknown | N/A | Direct Drive | N/A
Outside Cooling Tower Area | Building | Cooling Tower Pump Motor | CTPM #11 | Unknown | Unknown | Unknown | Unknown | N/A | Direct Drive | N/A
Outside Cooling Tower Area | Building | Cooling Tower Pump Motor | CTPM #12 | Unknown | Unknown | Unknown | Unknown | N/A | Direct Drive | N/A
Outside Cooling Tower Area | Building | Cooling Tower Pump Motor | CTPM #13 | Unknown | Unknown | Unknown | Unknown | N/A | Direct Drive | N/A
Outside Cooling Tower Area | Building | Cooling Tower Pump | CTP #10 | 2017 | Taco | Unknown | Unknown | N/A | Direct Drive | N/A
Outside Cooling Tower Area | Building | Cooling Tower Pump | CTP #11 | 2017 | Taco | Unknown | Unknown | N/A | Direct Drive | N/A
Outside Cooling Tower Area | Building | Cooling Tower Pump | CTP #12 | 2017 | Taco | Unknown | Unknown | N/A | Direct Drive | N/A
Outside Cooling Tower Area | Building | Cooling Tower Pump | CTP #13 | 2017 | Taco | Unknown | Unknown | N/A | Direct Drive | N/A
Connection Corner 750 Perry Street, Lawrenceville, GA 30046
Location | Area Served | Unit Type | Unit # | Year | Make | Model | Serial Number | Filters | Belts | Refrigerant Type
Roof | Building | Roof Top Unit | RTU #1 | 2015 | Trane | SEHLF704NP57#9BE8001ACZV-7800 | C15l07278 | 8 = 24 X 24 X 4 8 = 24 X 24 X 2 6 = 12 X 24 X 4 6 = 12 X 24 X 2 | 2 = 5VX1030 BX89 | Unknown
Roof | Building | Roof Top Unit | RTU #2 | 2015 | Trane | SEHLF704NP57#9BE8001ACZV-7800 | C15l07279 | 8 = 24 X 24 X 4 8 = 24 X 24 X 2 6 = 12 X 24 X 4 6 = 12 X 24 X 2 | 2 = 5VX1030 BX89 | Unknown
Roof | Unknown | Exhaust Fan | EF #1 | Unknown | Greenheck | GB-180-3-X | 14412370 | N/A | AX27 | N/A
Roof | Unknown | Exhaust Fan | EF #2 | Unknown | Cook | 90-ACEH-90C15DH | 0505F55359-00/0007808 | N/A | N/A | N/A
Unknown | Unknown | Mini-Split Evaporator | MSE #1 | Unknown | Mitsubishi | PLA-A12BA6 | 54A00319C | Washable | N/A | Unknown
Unknown | Unknown | Mini-Split Condenser | MSC #1 | Unknown | Mitsubishi | PUYA12NHA6 | 55U03558C | N/A | N/A | Unknown
Unknown | Unknown | Mini-Split Evaporator | MSE #2 | Unknown | Fujitsu | ASUR9L2 | EXA011239 | Washable | N/A | Unknown
Unknown | Unknown | Mini-Split Condenser | MSC #2 | Unknown | Fujitsu | AOU9RL2 | EXN006997 | N/A | N/A | Unknown
Ceiling | Ist Floor | Powered Induction Unit | PIU-1-01 | Unknown | Trane | Unknown | Unknown | Unknown | Direct Drive | N/A
Ceiling | Ist Floor | Powered Induction Unit | PIU-1-02 | Unknown | Trane | Unknown | Unknown | Unknown | Direct Drive | N/A
Ceiling | Ist Floor | Powered Induction Unit | PIU-1-03 | Unknown | Trane | Unknown | Unknown | Unknown | Direct Drive | N/A
Ceiling | Ist Floor | Powered Induction Unit | PIU-1-04 | Unknown | Trane | Unknown | Unknown | Unknown | Direct Drive | N/A
Ceiling | Ist Floor | Powered Induction Unit | PIU-1-05 | Unknown | Trane | Unknown | Unknown | Unknown | Direct Drive | N/A
Ceiling | Ist Floor | Powered Induction Unit | PIU-1-06 | Unknown | Trane | Unknown | Unknown | Unknown | Direct Drive | N/A
Ceiling | Ist Floor | Powered Induction Unit | PIU-1-07 | Unknown | Trane | Unknown | Unknown | Unknown | Direct Drive | N/A
Ceiling | Ist Floor | Powered Induction Unit | PIU-1-08 | Unknown | Trane | Unknown | Unknown | Unknown | Direct Drive | N/A
Ceiling | Ist Floor | Powered Induction Unit | PIU-1-09 | Unknown | Trane | Unknown | Unknown | Unknown | Direct Drive | N/A
Ceiling | Ist Floor | Powered Induction Unit | PIU-1-10 | Unknown | Trane | Unknown | Unknown | Unknown | Direct Drive | N/A
Ceiling | Ist Floor | Powered Induction Unit | PIU-1-11 | Unknown | Trane | Unknown | Unknown | Unknown | Direct Drive | N/A
Ceiling | Ist Floor | Powered Induction Unit | PIU-1-12 | Unknown | Trane | Unknown | Unknown | Unknown | Direct Drive | N/A
Ceiling | Ist Floor | Powered Induction Unit | PIU-1-13 | Unknown | Trane | Unknown | Unknown | Unknown | Direct Drive | N/A
Ceiling | Ist Floor | Powered Induction Unit | PIU-1-14 | Unknown | Trane | Unknown | Unknown | Unknown | Direct Drive | N/A
Ceiling | Ist Floor | Powered Induction Unit | PIU-1-15 | Unknown | Trane | Unknown | Unknown | Unknown | Direct Drive | N/A
Ceiling | Ist Floor | Powered Induction Unit | PIU-1-16 | Unknown | Trane | Unknown | Unknown | Unknown | Direct Drive | N/A
Room #206 | 2nd Floor | Powered Induction Unit | PIU-2-01 | Unknown | Trane | Unknown | Unknown | Unknown | Direct Drive | N/A
Room #206 | 2nd Floor | Powered Induction Unit | PIU-2-02 | Unknown | Trane | Unknown | Unknown | Unknown | Direct Drive | N/A
Room #206 | 2nd Floor | Powered Induction Unit | PIU-2-03 | Unknown | Trane | Unknown | Unknown | Unknown | Direct Drive | N/A
Room #206 | 2nd Floor | Powered Induction Unit | PIU-2-04 | Unknown | Trane | Unknown | Unknown | Unknown | Direct Drive | N/A
Room #220 | 2nd Floor | Powered Induction Unit | PIU-2-04A | Unknown | Trane | Unknown | Unknown | Unknown | Direct Drive | N/A
Room #206 | 2nd Floor | Powered Induction Unit | PIU-2-05 | Unknown | Trane | Unknown | Unknown | Unknown | Direct Drive | N/A
Room #205 | 2nd Floor | Powered Induction Unit | PIU-2-06 | Unknown | Trane | Unknown | Unknown | Unknown | Direct Drive | N/A
Cooridor #2016 | 2nd Floor | Powered Induction Unit | PIU-2-07 | Unknown | Trane | Unknown | Unknown | Unknown | Direct Drive | N/A
Room #232 | 2nd Floor | Powered Induction Unit | PIU-2-08 | Unknown | Trane | Unknown | Unknown | Unknown | Direct Drive | N/A
Room #233 | 2nd Floor | Powered Induction Unit | PIU-2-09 | Unknown | Trane | Unknown | Unknown | Unknown | Direct Drive | N/A
Room #237 | 2nd Floor | Powered Induction Unit | PIU-2-10 | Unknown | Trane | Unknown | Unknown | Unknown | Direct Drive | N/A
Room #229 | 2nd Floor | Powered Induction Unit | PIU-2-11 | Unknown | Trane | Unknown | Unknown | Unknown | Direct Drive | N/A
Room #220 | 2nd Floor | Powered Induction Unit | PIU-2-12 | Unknown | Trane | Unknown | Unknown | Unknown | Direct Drive | N/A
Room #225 B | 2nd Floor | Powered Induction Unit | PIU-2-13 | Unknown | Trane | Unknown | Unknown | Unknown | Direct Drive | N/A
Room #225 A | 2nd Floor | Powered Induction Unit | PIU-2-14 | Unknown | Trane | Unknown | Unknown | Unknown | Direct Drive | N/A
Room #321 | 3rd Floor | Powered Induction Unit | PIU-3-01 | Unknown | Trane | Unknown | Unknown | Unknown | Direct Drive | N/A
Room #318 | 3rd Floor | Powered Induction Unit | PIU-3-02 | Unknown | Trane | Unknown | Unknown | Unknown | Direct Drive | N/A
Room #316 | 3rd Floor | Powered Induction Unit | PIU-3-03 | Unknown | Trane | Unknown | Unknown | Unknown | Direct Drive | N/A
Room #308 | 3rd Floor | Powered Induction Unit | PIU-3-04 | Unknown | Trane | Unknown | Unknown | Unknown | Direct Drive | N/A
Room #305 | 3rd Floor | Powered Induction Unit | PIU-3-05 | Unknown | Trane | Unknown | Unknown | Unknown | Direct Drive | N/A
Room #322 | 3rd Floor | Powered Induction Unit | PIU-3-06 | Unknown | Trane | Unknown | Unknown | Unknown | Direct Drive | N/A
Room #309 | 3rd Floor | Powered Induction Unit | PIU-3-07 | Unknown | Trane | Unknown | Unknown | Unknown | Direct Drive | N/A
Corridor #301 | 3rd Floor | Powered Induction Unit | PIU-3-08 | Unknown | Trane | Unknown | Unknown | Unknown | Direct Drive | N/A
Room #331 | 3rd Floor | Powered Induction Unit | PIU-3-09 | Unknown | Trane | Unknown | Unknown | Unknown | Direct Drive | N/A
Room #325 | 3rd Floor | Powered Induction Unit | PIU-3-10 | Unknown | Trane | Unknown | Unknown | Unknown | Direct Drive | N/A
Room #327 | 3rd Floor | Powered Induction Unit | PIU-3-11 | Unknown | Trane | Unknown | Unknown | Unknown | Direct Drive | N/A
Room #330 | 3rd Floor | Powered Induction Unit | PIU-3-12 | Unknown | Trane | Unknown | Unknown | Unknown | Direct Drive | N/A
Room #337 | 3rd Floor | Powered Induction Unit | PIU-3-13 | Unknown | Trane | Unknown | Unknown | Unknown | Direct Drive | N/A
Room #335 | 3rd Floor | Powered Induction Unit | PIU-3-14 | Unknown | Trane | Unknown | Unknown | Unknown | Direct Drive | N/A
Ceiling | 4th Floor | Powered Induction Unit | PIU-4-01 | Unknown | Trane | Unknown | Unknown | Unknown | Direct Drive | N/A
Ceiling | 4th Floor | Powered Induction Unit | PIU-4-02 | Unknown | Trane | Unknown | Unknown | Unknown | Direct Drive | N/A
Ceiling | 4th Floor | Powered Induction Unit | PIU-4-03 | Unknown | Trane | Unknown | Unknown | Unknown | Direct Drive | N/A
Ceiling | 4th Floor | Powered Induction Unit | PIU-4-04 | Unknown | Trane | Unknown | Unknown | Unknown | Direct Drive | N/A
Ceiling | 4th Floor | Powered Induction Unit | PIU-4-05 | Unknown | Trane | Unknown | Unknown | Unknown | Direct Drive | N/A
Ceiling | 4th Floor | Powered Induction Unit | PIU-4-06 | Unknown | Trane | Unknown | Unknown | Unknown | Direct Drive | N/A
Ceiling | 4th Floor | Powered Induction Unit | PIU-4-07 | Unknown | Trane | Unknown | Unknown | Unknown | Direct Drive | N/A
Ceiling | 4th Floor | Powered Induction Unit | PIU-4-08 | Unknown | Trane | Unknown | Unknown | Unknown | Direct Drive | N/A
Ceiling | 4th Floor | Powered Induction Unit | PIU-4-09 | Unknown | Trane | Unknown | Unknown | Unknown | Direct Drive | N/A
Ceiling | 4th Floor | Powered Induction Unit | PIU-4-10 | Unknown | Trane | Unknown | Unknown | Unknown | Direct Drive | N/A
Ceiling | 4th Floor | Powered Induction Unit | PIU-4-11 | Unknown | Trane | Unknown | Unknown | Unknown | Direct Drive | N/A
Ceiling | 4th Floor | Powered Induction Unit | PIU-4-12 | Unknown | Trane | Unknown | Unknown | Unknown | Direct Drive | N/A
Ceiling | 4th Floor | Powered Induction Unit | PIU-4-13 | Unknown | Trane | Unknown | Unknown | Unknown | Direct Drive | N/A
|  | Varible Air Volume | VAV-1-01 | Unknown | Trane | Unknown | Unknown | N/A | N/A | N/A
|  | Varible Air Volume | VAV-1-02 | Unknown | Trane | Unknown | Unknown | N/A | N/A | N/A
|  | Varible Air Volume | VAV-1-03 | Unknown | Trane | Unknown | Unknown | N/A | N/A | N/A
|  | Varible Air Volume | VAV-2-01 | Unknown | Trane | Unknown | Unknown | N/A | N/A | N/A
|  | Varible Air Volume | VAV-2-02 | Unknown | Trane | Unknown | Unknown | N/A | N/A | N/A
Room #241 |  | Varible Air Volume | VAV-2-03 | Unknown | Trane | Unknown | Unknown | N/A | N/A | N/A
Gwinnett Senior Services 567 Swanson Drive, Lawrenceville Ga. 30043
Location | Area Served | Unit Type | Unit # | Year | Make | Model | Serial Number | Filters | Belts | Refrigerant Type
Unknown | Unknown | Energy Recovery Unit | ERV #1 | 2014 | Penn | 56M2002XM33 | 20103300189 | 12 = 16 X 25 X 2 | A40 | Unknown
Unknown | Office | VRV | VRF 4A | 2009 | Daikin | RXYQ120PYDN | A000545 | N/A | N/A | 410A
Unknown | Office | VRV | VRF 4B | 2009 | Daikin | RXYQ72PYDN | A000381 | N/A | N/A | 410A
Unknown | Office | Fan Coil Unit | FCU #1 | 2009 | Daikin | Unknown | Unknown | 16x25x2 | Direct Drive | 410A
Unknown | Office | Fan Coil Unit | FCU #2 | 2009 | Daikin | MNFXMQ36PVJU | E000594 | 16x25x2 | Direct Drive | 410A
Unknown | Office | Fan Coil Unit | FCU #3 | 2009 | Daikin | FXMQ24PVJU | E000547 | 16x25x2 | Direct Drive | 410A
Unknown | Office | Fan Coil Unit | FCU #4 | 2009 | Daikin | FXMQ18PVJU | E000644 | 16x25x2 | Direct Drive | 410A
Unknown | Office | Fan Coil Unit | FCU #5 | 2009 | Daikin | FXMQ18PVJU | E000679 | 16x25x2 | Direct Drive | 410A
Unknown | Office | Fan Coil Unit | FCU #6 | 2009 | Daikin | Unknown | Unknown | 16x25x2 | Direct Drive | 410A
Unknown | Office | Fan Coil Unit | FCU #7 | 2009 | Daikin | Unknown | Unknown | Washable | Direct Drive | 410A
Unknown | Office | Fan Coil Unit | FCU #8 | 2009 | Daikin | Unknown | Unknown | 16x25x2? | Direct Drive | 410A
Unknown | Office | Fan Coil Unit | FCU #9 | 2009 | Daikin | FXZQ12M7VJU | A1941001447? | Washable | Direct Drive | 410A
Unknown | Small Conference | Fan Coil Unit | FCU #10 | 2009 | Daikin | Unknown | Unknown | 16x25x2? | Direct Drive | 410A
Unknown | Lobby | Fan Coil Unit | FCU #11 | 2009 | Daikin | Unknown | Unknown | Unknown | Direct Drive | 410A
Unknown | Unknown | Fan Coil Unit | FCU #12 | 2009 | Daikin | Unknown | Unknown | 16x25x2 | Direct Drive | 410A
Unknown | Unknown | Mini Split Evap | MSE #1 | 2009 | Daikin | FAQ24PVJU | E000248 | Washable | Direct Drive | 410A
Unknown | Unknown | Mini Split Cond | MSC #1 | 2009 | Daikin | RZQ24PVJU | Unknown | Unknown | Direct Drive | 410A
Unknown | Unknown | Mini Split Evap | MSE #2 | 2009 | Daikin | FTXS24HVJU | E002501 | Washable | Direct Drive | 410A
Unknown | Unknown | Mini Split Cond | MSC #2 | 2009 | Daikin | Unknown | Unknown | Unknown | Direct Drive | 410A
Ceiling | 100 | Fan Coil Unit | FCU #1 | 2014 | Daikin | FXMQ72MFVJU | A0000194 | 2 = 20 X 20 X 4 | Direct Drive | 410A
Wall | 101 | Fan Coil Unit | FCU #2 | 2014 | Daikin | FXAQ07PVJU | E004254 | Washable | Direct Drive | 410A
Wall | 114 | Fan Coil Unit | FCU #3 | 2014 | Daikin | FXAQ07PVJU | E004454 | 16 x 25 x 2 | Direct Drive | 410A
Wall | 112 | Fan Coil Unit | FCU #4 | 2014 | Daikin | FXAQ09PVJU | E002425 | 16 x 25 x 2 | Direct Drive | 410A
Wall | 105 | Fan Coil Unit | FCU #5 | 2014 | Daikin | FXAQ09PVJU | E002433 | 16 x 25 x 2 | Direct Drive | 410A
Ceiling | 109-110 | Fan Coil Unit | FCU #6 | 2014 | Daikin | FXMQ72MVJU | A001973 | 16 x 25 x 2 | Direct Drive | 410A
Ceiling | 117 | Fan Coil Unit | FCU #7 | 2014 | Daikin | FXZQ18M7VJU | E000321 | Washable | Direct Drive | 410A
Ceiling | 118 | Fan Coil Unit | FCU #8 | 2014 | Daikin | FXZQ18MVJU9 | E000323 | 16 x 25 x 2 | Direct Drive | 410A
Ceiling | 115 | Fan Coil Unit | FCU #9 | 2014 | Daikin | FXMQ72MVJU | A000129 | 16 x 25 x 2 | Direct Drive | 410A
Ceiling | 115-116 | Fan Coil Unit | FCU #10 | 2014 | Daikin | FXMQ96MVJU | A001199 | 16 x 25 x 2 | Direct Drive | 410A
Ceiling | 103 | Fan Coil Unit | FCU #11 | 2014 | Daikin | FXZQ18MVJU | E000319 | Washable | Direct Drive | 410A
Ceiling | Office | Fan Coil Unit | FCU #12 | 2014 | Daikin | Can't Acess | Can't Acess | 16 X 25 X 2 | Direct Drive | 410A
Wall | Office | Mini-Split Evaporator | MSE #1 | 2014 | Daikin | FAQ24PVJV | E0000248 | Washable | Direct Drive | 410A
Outside | Office | Mini-Split Condenser | MSC #1 | 2014 | Daikin | RZQ24PVJV | 4000333 | N/A | Direct Drive | 410A
Wall | Office | Mini-Split Evaporator | MSE #2 | 2014 | Daikin | FTXS2411VSU | E002501 | Washable | Direct Drive | 410A
Outside | Office | Mini-Split Condenser | MSC #2 | 2014 | Daikin | RXS24DVJU | E004823 | N/A | Direct Drive | 410A
Unknown | Office | Unknown | EH #1 | 2014 | Q-Mark | G3326TD-RP | Unknown | N/A | Direct Drive | Unknown
Roof | Dishwasher | Dishwasher Exhaust Fan | DWEF | 2014 | Loren Cook | 101ACRU 101R15D | 050SE71630-00/0000701 | N/A | Direct Drive | Unknown
Roof | Kitchen | Kitchen Exhaust Fan | KEF #1 | 2014 | Captive Aire | NCA18FA | N/A | N/A | AX26 | Unknown
Roof | Kitchen | Kitchen Exhaust Fan | KEF #2 | 2014 | Captive Aire | NCA18FA | N/A | N/A | AX26 | Unknown
Roof | Kitchen | Kitchen Make Up Air | KMAU #1 | 2014 | Captive Aire | A2-D250-G15 | N/A | N/A | AX48 | Unknown
Ceiling | 107 | Exhaust Fan | EF-1 | 2014 | Loren Cook | Gemini 140 | N/A | N/A | Direct Drive | Unknown
Ceiling | 113 | Exhaust Fan | EF-2 | 2014 | Loren Cook | Gemini 140 | N/A | N/A | Direct Drive | N/A
Ceiling | 108 | Exhaust Fan | EF-3 | 2014 | Loren Cook | Gemini 140 | N/A | N/A | Direct Drive | N/A
Roof | Kitchen | Kitchen Make Up Air | KMAU #2 | 2014 | Captive Aire | A2-D250-G15 | N/A | N/A | AX48 | N/A
Roof | FCU #1,6,9,10,101,105,111,112,114 | Make Up Air | MAU #1 | 2014 | Aaon | RN-015-3-0-E603-3G9 | 301308-ANGL 30528 | 4 = 20 X 25 X 4 4 = 20 X 25 X 4 | Direct Drive | 410A
Unknown | Kitchen | Outdoor Unit | VRF 1 | 2013 | Daikin | REMQ96PBYD | Unknown | N/A | N/A | 410A
Unknown | Kitchen | Outdoor Unit | VRF 2 | 2013 | Daikin | REMQ120PBYD | Unknown | N/A | Direct Drive | 410A
| Kitchen | Outdoor Unit | VRF 3 | 2013 | Daikin | REMQ120PBYD | Unknown | N/A | N/A | 410A
Lawrenceville Senior Center 225 Benson Street, Lawrenceville GA. 30045
Location | Area Served | Unit Type | Unit # | Year | Make | Model | Serial Number | Filters | Belts | Refrigerant Type
Roof | Dining | Roof Top Unit | RTU #1 | 2025 | Trane | YSK210A4S0L02F0B0A | 253310712D | 8=20X24X2 | Direct Drive | 454B
Roof | Kitchen | Roof Top Unit | RTU #2 | 2025 | Trane | YHK060A4S0M0AF0B0A | 2532100001L | 3=16X24X2 2=18X24X2 | Direct Drive | 454B
Roof | Front Desk/Card Room | Roof Top Unit | RTU #3 | 2025 | Trane | YSK072A4S0M0AF0B0A | 253113052L | 3=16X24X2 2=18X24X2 | Direct Drive | 454B
Roof | Pool Tables/ Fitness Room | Roof Top Unit | RTU #4 | 2025 | Trane | YSK072A4S0M0AF0B0A | 253113080L | 3=16X24X2 2=18X24X2 | Direct Drive | 454B
Roof | Managers Office | Roof Top Unit | RTU #5 | 2025 | Trane | 5YCC4036A1090AA | 25312409FA | No filter rack present | Direct Drive | 454B
Roof | Multipurpose Room | Roof Top Unit | RTU #6 | 2025 | Trane | YHK060A4S0M0AF0B0A | 253210005L | 3=16X24X2 2=18X24X2 | Direct Drive | 454B
Roof | Classroom | Roof Top Unit | RTU #7 | 2025 | Trane | YSK048A4S0L0AF0B0A | 253210018L | 4=20X20X2 | Direct Drive | 454B
Roof | Unknown | Unknown | FA #1 | Unknown | Penn Barry | MU-4015 | Unknown | N/A | A55 | N/A
Roof | Unknown | Unknown | VENT #1 | Unknown | Paser Raf | FMX24BFT | Unknown | N/A | 4L230 | N/A
IT room | IT room | Mini Split Evap | DSSI | 2025 | Mitsubishi | MSZ-WR12NA | 4XE37095 | Washable | Direct Drive | N/A
Ground | IT room | Mini Split Cond | DSSO | 2025 | Mitsubishi | MUZ-GS12NA | 49C19037 | N/A | N/A | 410A
Medical Examiners Office 320 Hurricane Shoals Road, Lawrenceville Ga. 30046
Location | Area Served | Unit Type | Unit # | Year | Make | Model | Serial Number | Filters | Belts | Refrigerant Type
Roof | Front Office Area | Roof Top Unit | RTU #1 | 2016 | Daikin | DPS016AHME4DV-4 | FB0U161101710 | 12 = 18 X 20 X 2 Merv 8 | N/A | 410A
Roof | Morgue Area | Dedicated outside Air Unit | DOAS #1 | 2016 | Daikin | DPS025AHMG4DC-4 | FB0U161101709 | 12 = 18 X 20 X 2 Merv 8 | N/A | 410A
Roof | Morgue Area | Dedicated outside Air Unit | DOAS #2 | 2016 | Daikin | DPS025AHMG4DC-4 | FB0U161101708 | 12 = 18 X 20 X 2 Merv 8 | N/A | 410A
Unknown | Server Room | Mini Split Evap | MSE 1 | 2016 | Daikin | RK18NMVJU | G001784 | Washable | Direct Drive | 410A
Server Room | Server Room | Mini Split Cond | MSC 1 | 2016 | Daikin | FTK18NMVJU | G001719 | N/A | Direct Drive | 410A
Roof | Unknown | Exhaust Fan | EF #1 | 2016 | Twin City | DCRD085B2 | K16-000000204214 | N/A | Direct Drive | N/A
Roof | Unknown | Exhaust Fan | EF #2 | 2016 | Twin City | DCRD085B2 | K16-000000204220 | N/A | Direct Drive | N/A
Roof | Unknown | Exhaust Fan | EF #3 | 2016 | Twin City | DCRD085B2 | K16-000000202964 | N/A | Direct Drive | N/A
Roof | Unknown | Exhaust Fan | EF #4 | 2016 | Twin City | DCRD085B2 | Unknown | N/A | Direct Drive | N/A
Roof | Unknown | Exhaust Fan | EF #5 | 2016 | Twin City | DCRD085B2 | K16-000000204216 | N/A | Direct Drive | N/A
Roof | Unknown | Exhaust Fan | EF #6 | 2016 | Twin City | DCRD150B1 | K16-000000202567 | N/A | Direct Drive | N/A
Roof | Unknown | Exhaust Fan | EF #7 | 2016 | Twin City | DCRD120B1 | 42861-3-00005 | N/A | Direct Drive | N/A
Roof | Unknown | Exhaust Fan | MEF 1A | 2016 | Twin City | QIFE | 16573903-1-1 | N/A | Unknown | N/A
Roof | Unknown | Exhaust Fan | MEF 1B | 2016 | Twin City | QIFE | 16573903-1-2 | N/A | Unknown | N/A
Roof | Unknown | Exhaust Fan | MEF 2A | 2016 | Twin City | QIFE | 16573903-5-2 | N/A | Unknown | N/A
Roof | Unknown | Exhaust Fan | MEF 2B | 2016 | Twin City | QIFE | 16573903-5-3 | N/A | Unknown | N/A
Roof | Unknown | Exhaust Fan | MEF 3A | 2016 | Twin City | QIFE | 16573903-9-1 | N/A | Unknown | N/A
Roof | Unknown | Exhaust Fan | MEF 3B | 2016 | Twin City | QIFE | 16573903-9-2 | N/A | Unknown | N/A
Salleyport | Salleyport | Gas Unit Heater | GUH #1 | 2016 | Modine | HD530A50111FBAN | 30190017092516-1218 | N/A | N/A | N/A
Salleyport | Salleyport | Gas Unit Heater | GUH #2 | 2016 | Modine | HD530A50111FBAN | 30190017092516-1219 | N/A | N/A | N/A
Nash Court Building 75 Langley Drive, Lawrenceville Ga. 30046
Location | Area Served | Unit Type | Unit # | Year | Make | Model | Serial Number | Filters | Belts | Refrigerant Type
Chiller Pad | All Building | Chiller | Chiller #4 | 2020 | York | YVAA0273DUV46BA | 11552F04858019 | N/A | N/A | 134A
Chiller Pad | All Building | Chiller | Chiller #5 | 2020 | York | YVAA0273DUV46BA | 11552F04858020 | N/A | N/A | 134A
Chiller Pad | All Building | Chiller | Chiller #6 | 2020 | York | YVAA0273DUV46BA | 11552D10520617 | N/A | N/A | 134A
Mechanical Room | All Building | Expansion Tank | Expansion Tank | 2020 | Wheatley | BDT-112 | Unknown | N/A | N/A | N/A
Mechanical Room | All Building | Air Seperator | Air Seperator | 2020 | Wheatley | TAS008 | Unknown | N/A | N/A | N/A
Mechanical Room | All Building | Chilled Water Pump | CWP #8 | 2020 | Pentair | Illegible | Illegible | N/A | N/A | N/A
Mechanical Room | All Building | Chilled Water Pump | CWP #9 | 2020 | Pentair | Illegible | Illegible | N/A | N/A | N/A
Mechanical Room | All Building | Chilled Water Pump | CWP #10 | 2020 | Pentair | Illegible | Illegible | N/A | N/A | N/A
Mechanical Room | All Building | Chilled Water Pump Motor | CWPM #8 | 2020 | WEG | Illegible | Illegible | N/A | N/A | N/A
Mechanical Room | All Building | Chilled Water Pump Motor | CWPM #9 | 2020 | WEG | Illegible | Illegible | N/A | N/A | N/A
Mechanical Room | All Building | Chilled Water Pump Motor | CWPM #10 | 2020 | WEG | Illegible | Illegible | N/A | N/A | N/A
Community Resource Center Norcross 5030 Georgia Belle Court, Norcross Ga. 30093
Location | Area Served | Unit Type | Unit # | Year | Make | Model | Serial Number | Filters | Belts | Refrigerant Type
Roof | Building | Rooftop Unit | RTU #1 | 2021 | Trane Intellipak | SFHKC904HU76EDDE9001A0C | C21J07231 | 24=24 X 24 X 12 MERV 14 3HCP8-95-242412N Aeropac | 4=BX99 | 410A
Roof | Building | Rooftop Unit | RTU #2 | 2021 | Trane Intellipak | SFHLF754LV56EVLE9001A0C | C21J07230 | 6=12 X 24 X 12 MERV 14 3HPCP8-95-241212N Areopac 8=24 X 24 X 12 MERV 14 3HCP8-95-242412N Aeropac | 2=BX80 | 410A
Roof | Clinic | Rooftop Unit | RTU #3 | 2021 | Trane | 4TCC4024A1000AB | 213112078L | 1=18x25x1 | Direct Drive | 410A
Roof | Senior Center Day Room | Split heat pump | HP 1 | 2018 | Trane | 4TWR5030H1000AA | 183456K34F | N/A | N/A | 410A
Senior Center Day room | Senior Center Day Room | Air handler | FCU 1 | 2018 | Trane | TEM6A0B30H21SBA | 18123PDM3V | 16 X 20 X 1 | Direct Drive | N/A
I.T Closet | 1st Floor I.T. Room | Mini-Split Evaporator | MSE #1 | 2021 | Mitsubishi | NTXWMT09A111AA | 15C0100231U8D4 | Washable | N/A | 410A
Roof | 1st Floor I.T. Room | Mini-Split Condenser | MSC #1 | 2021 | Mitsubishi | NTXSMT09A111AA | 15C0100231U8D4 | N/A | N/A | 410A
Lab | 2nd Floor Lab Room | Mini-Split Evaporator | MSE #2 | 2021 | Mitsubishi | TPKA0A0181LA00A | 15M0021765TLLS | Washable | N/A | 410A
Roof | 2nd Floor Lab Room | Mini-Split Condenser | MSC #2 | 2021 | Mitsubishi | TRUZA0181KA70NA | 9XU000097H1J32 | N/A | N/A | 410A
Roof | Restroom | Exhaust Fan | Exhaust Fan #1 | 1996 | Jenco | DB12QH35 | 100046486 | N/A | 4L230 | N/A
Roof | Restroom | Exhaust Fan | Exhaust Fan #2 | 1996 | Loran Cook | 100ACE100C3B | 0505G4451200700007811 | N/A | 4L190 | N/A
Roof | Restroom | Exhaust Fan | Exhaust Fan #3 | 1996 | Loran Cook | 120ACE120C4B | 0505G445120070001801 | N/A | AX21 | N/A
Roof | Kitchen | Exhaust Fan | Exhaust Fan #4 | 1996 | Loran Cook | 100ACE100C3B | 0505G445120070002901 | N/A | 4L180 | N/A
Roof | Restroom | Exhaust Fan | Exhaust Fan #5 | 1996 | Loran Cook | 100ACE100C3B | 0505G445120010004001 | N/A | 4L190 | N/A
Roof | Kitchen | Exhaust Fan | Exhaust Fan #6 | 1996 | Penn Barry | WFX24BFT | H10IZ82780 | N/A | BX34 | N/A
Roof | Kitchen | Exhaust Fan | Exhaust Fan #7 | 1996 | Loran Cook | Unknown | Unknown | N/A | 4L260 | N/A
Roof | Kiln | Exhaust Fan | Exhaust Fan #8 | 1996 | Loran Cook | 70 ACE | 050SG44512-00/0005101 | N/A | AX21 | N/A
Classroom K | Ist Floor | Powered Induction Unit | P1-01 | 1996 | Trane | Unknown | Unknown | 12 X 12 X 1 | Direct Drive | N/A
Classroom J | Ist Floor | Powered Induction Unit | P1-02 | 1996 | Trane | Unknown | Unknown | 12 X 12 X 1 | Direct Drive | N/A
Classroom H | Ist Floor | Powered Induction Unit | P1-03 | 1996 | Trane | Unknown | Unknown | 12 X 12 X 1 | Direct Drive | N/A
Classroom G | Ist Floor | Powered Induction Unit | P1-04 | 1996 | Trane | Unknown | Unknown | 12 X 12 X 1 | Direct Drive | N/A
Hallway by Electrical Room | Ist Floor | Powered Induction Unit | P1-05 | 1996 | Trane | Unknown | Unknown | 12 X 12 X 1 | Direct Drive | N/A
Classroom E | Ist Floor | Powered Induction Unit | P1-06 | 1996 | Trane | Unknown | Unknown | 12 X 12 X 1 | Direct Drive | N/A
Classroom E | Ist Floor | Powered Induction Unit | P1-07 | 1996 | Trane | Unknown | Unknown | 12 X 12 X 1 | Direct Drive | N/A
Classroom D | Ist Floor | Powered Induction Unit | P1-08 | 1996 | Trane | Unknown | Unknown | 12 X 12 X 1 | Direct Drive | N/A
Classroom C | Ist Floor | Powered Induction Unit | P1-09 | 1996 | Trane | Unknown | Unknown | 12 X 12 X 1 | Direct Drive | N/A
Classroom B | Ist Floor | Powered Induction Unit | P1-10 | 1996 | Trane | Unknown | Unknown | 12 X 12 X 1 | Direct Drive | N/A
Classroom A | Ist Floor | Powered Induction Unit | P1-11 | 1996 | Trane | Unknown | Unknown | 12 X 12 X 1 | Direct Drive | N/A
Breakroom | Ist Floor | Powered Induction Unit | P1-12 | 1996 | Trane | Unknown | Unknown | 12 X 12 X 1 | Direct Drive | N/A
Lobby | Ist Floor | Powered Induction Unit | P1-13 | 1996 | Trane | Unknown | Unknown | 12 X 12 X 1 | Direct Drive | N/A
Lobby | Ist Floor | Powered Induction Unit | P1-14 | 1996 | Trane | Unknown | Unknown | 12 X 12 X 1 | Direct Drive | N/A
Lobby | Ist Floor | Powered Induction Unit | P1-15 | 1996 | Trane | Unknown | Unknown | 12 X 12 X 1 | Direct Drive | N/A
By Elevator Room | Ist Floor | Powered Induction Unit | P1-16 | 1996 | Trane | Unknown | Unknown | 12 X 12 X 1 | Direct Drive | N/A
Senior Dining | Ist Floor | Powered Induction Unit | P1-17 | 1996 | Trane | Unknown | Unknown | 12 X 12 X 1 | Direct Drive | N/A
Senior Dining | Ist Floor | Powered Induction Unit | P1-18 | 1996 | Trane | Unknown | Unknown | 12 X 12 X 1 | Direct Drive | N/A
Senior Dining | Ist Floor | Powered Induction Unit | P1-19 | 1996 | Trane | Unknown | Unknown | 12 X 12 X 1 | Direct Drive | N/A
Senior Dining | Ist Floor | Powered Induction Unit | P1-20 | 1996 | Trane | Unknown | Unknown | 12 X 12 X 1 | Direct Drive | N/A
Kitchen | Ist Floor | Powered Induction Unit | P1-21 | 1996 | Trane | Unknown | Unknown | 12 X 12 X 1 | Direct Drive | N/A
Breakroom | Ist Floor | Varible Air Volume | V1-25 | 1996 | Trane | Unknown | Unknown | 12 X 12 X 1 | Direct Drive | N/A
Storage Room | Ist Floor | Varible Air Volume | V1-26 | 1996 | Trane | Unknown | Unknown | N/A | N/A | N/A
Hallway by Mens Bathroom | Ist Floor | Varible Air Volume | V1-27 | 1996 | Trane | Unknown | Unknown | N/A | N/A | N/A
By Stairs | Ist Floor | Varible Air Volume | V1-28 | 1996 | Trane | Unknown | Unknown | N/A | N/A | N/A
By Stairs | Ist Floor | Varible Air Volume | V1-29 | 1996 | Trane | Unknown | Unknown | N/A | N/A | N/A
Conference Room A | Ist Floor | Varible Air Volume | V1-30 | 1996 | Trane | Unknown | Unknown | N/A | N/A | N/A
Classroom F | Ist Floor | Varible Air Volume | V1-31 | 1996 | Trane | Unknown | Unknown | N/A | N/A | N/A
Classroom F | Ist Floor | Varible Air Volume | V1-32 | 1996 | Trane | Unknown | Unknown | N/A | N/A | N/A
Hallway by Classroom F | Ist Floor | Varible Air Volume | V1-33 | 1996 | Trane | Unknown | Unknown | N/A | N/A | N/A
Storage Room by Classroom F | Ist Floor | Varible Air Volume | V1-34 | 1996 | Trane | Unknown | Unknown | N/A | N/A | N/A
Hallway by Computer Lab | Ist Floor | Varible Air Volume | V1-35 | 1996 | Trane | Unknown | Unknown | N/A | N/A | N/A
By Elevator Room | Ist Floor | Varible Air Volume | V1-36 | 1996 | Trane | Unknown | Unknown | N/A | N/A | N/A
Computer Lab | Ist Floor | Varible Air Volume | V1-37 | 1996 | Trane | Unknown | Unknown | N/A | N/A | N/A
Hallway Beside Managers Office | Ist Floor | Varible Air Volume | V1-38 | 1996 | Trane | Unknown | Unknown | N/A | N/A | N/A
Hallway Beside Managers Office | Ist Floor | Varible Air Volume | V1-39 | 1996 | Trane | Unknown | Unknown | N/A | N/A | N/A
Room #125 | 2nd Floor | Powered Induction Unit | P2-01 | 1996 | Trane | Unknown | Unknown | 12 X 12 X 1 | Direct Drive | N/A
Hallway by Room #123 | 2nd Floor | Powered Induction Unit | P2-02 | 1996 | Trane | Unknown | Unknown | 12 X 12 X 1 | Direct Drive | N/A
hallway by Room 3119 | 2nd Floor | Powered Induction Unit | P2-03 | 1996 | Trane | Unknown | Unknown | 12 X 12 X 1 | Direct Drive | N/A
Room #116 | 2nd Floor | Powered Induction Unit | P2-04 | 1996 | Trane | Unknown | Unknown | 12 X 12 X 1 | Direct Drive | N/A
Hallway by Room #115 | 2nd Floor | Powered Induction Unit | P2-05 | 1996 | Trane | Unknown | Unknown | 12 X 12 X 1 | Direct Drive | N/A
Hallway by Room #104 | 2nd Floor | Powered Induction Unit | P2-06 | 1996 | Trane | Unknown | Unknown | 12 X 12 X 1 | Direct Drive | N/A
Room #106 | 2nd Floor | Powered Induction Unit | P2-07 | 1996 | Trane | Unknown | Unknown | 12 X 12 X 1 | Direct Drive | N/A
Room #15 | 2nd Floor | Powered Induction Unit | P2-08 | 1996 | Trane | Unknown | Unknown | 12 X 12 X 1 | Direct Drive | N/A
Hallway by File Room | 2nd Floor | Powered Induction Unit | P2-09 | 1996 | Trane | Unknown | Unknown | 12 X 12 X 1 | Direct Drive | N/A
Conference Room D | 2nd Floor | Powered Induction Unit | P2-10 | 1996 | Trane | Unknown | Unknown | 12 X 12 X 1 | Direct Drive | N/A
Conference Room D | 2nd Floor | Powered Induction Unit | P2-11 | 1996 | Trane | Unknown | Unknown | 12 X 12 X 1 | Direct Drive | N/A
Payment Desk | 2nd Floor | Powered Induction Unit | P2-12 | 1996 | Trane | Unknown | Unknown | 12 X 12 X 1 | Direct Drive | N/A
Hallway by Payment Desk | 2nd Floor | Powered Induction Unit | P2-13 | 1996 | Trane | Unknown | Unknown | 12 X 12 X 1 | Direct Drive | N/A
Hallway by Room #100 | 2nd Floor | Powered Induction Unit | P2-14 | 1996 | Trane | Unknown | Unknown | 12 X 12 X 1 | Direct Drive | N/A
Hallway by Room #107 | 2nd Floor | Powered Induction Unit | P2-15 | 1996 | Trane | Unknown | Unknown | 12 X 12 X 1 | Direct Drive | N/A
Hallway by Room #108 | 2nd Floor | Powered Induction Unit | P2-16 | 1996 | Trane | Unknown | Unknown | 12 X 12 X 1 | Direct Drive | N/A
Room #112 | 2nd Floor | Powered Induction Unit | P2-17 | 1996 | Trane | Unknown | Unknown | 12 X 12 X 1 | Direct Drive | N/A
Computer Room | 2nd Floor | Powered Induction Unit | P2-18 | 1996 | Trane | Unknown | Unknown | 12 X 12 X 1 | Direct Drive | N/A
Room #103 | 2nd Floor | Varible Air Volume | V2-25 | 1996 | Trane | Unknown | Unknown | N/A | N/A | N/A
Room #2 | 2nd Floor | Varible Air Volume | V2-26 | 1996 | Trane | Unknown | Unknown | N/A | N/A | N/A
Room #19 | 2nd Floor | Varible Air Volume | V2-27 | 1996 | Trane | Unknown | Unknown | N/A | N/A | N/A
Room #19 | 2nd Floor | Varible Air Volume | V2-28 | 1996 | Trane | Unknown | Unknown | N/A | N/A | N/A
Room #19 | 2nd Floor | Varible Air Volume | V2-29 | 1996 | Trane | Unknown | Unknown | N/A | N/A | N/A
Mental Heath Waiting | 2nd Floor | Varible Air Volume | V2-30 | 1996 | Trane | Unknown | Unknown | N/A | N/A | N/A
Room #100 | 2nd Floor | Varible Air Volume | V2-31 | 1996 | Trane | Unknown | Unknown | N/A | N/A | N/A
Mental Reception | 2nd Floor | Varible Air Volume | V2-32 | 1996 | Trane | Unknown | Unknown | N/A | N/A | N/A
Mental Heath Waiting | 2nd Floor | Varible Air Volume | V2-33 | 1996 | Trane | Unknown | Unknown | N/A | N/A | N/A
Room #117 | 2nd Floor | Varible Air Volume | V2-34 | 1996 | Trane | Unknown | Unknown | N/A | N/A | N/A
Hallway by Electrical Room | 2nd Floor | Varible Air Volume | V2-35 | 1996 | Trane | Unknown | Unknown | N/A | N/A | N/A
Hallway Behind Elevator | 2nd Floor | Varible Air Volume | V2-36 | 1996 | Trane | Unknown | Unknown | N/A | N/A | N/A
Entrance to Bathrooms | 2nd Floor | Varible Air Volume | V2-37 | 1996 | Trane | Unknown | Unknown | N/A | N/A | N/A
Room #2108 | 2nd Floor | Varible Air Volume | V2-38 | 1996 | Trane | Unknown | Unknown | N/A | N/A | N/A
Health Reception Desk | 2nd Floor | Varible Air Volume | V2-39 | 1996 | Trane | Unknown | Unknown | N/A | N/A | N/A
Files | 2nd Floor | Varible Air Volume | V2-40 | 1996 | Trane | Unknown | Unknown | N/A | N/A | N/A
Room #2105 | 2nd Floor | Varible Air Volume | V2-41 | 1996 | Trane | Unknown | Unknown | N/A | N/A | N/A
Room #2110 | 2nd Floor | Varible Air Volume | V2-42 | 1996 | Trane | Unknown | Unknown | N/A | N/A | N/A
Small Waiting Room | 2nd Floor | Varible Air Volume | V2-43 | 1996 | Trane | Unknown | Unknown | N/A | N/A | N/A
Hallway Behind Laboratory | 2nd Floor | Varible Air Volume | V2-44 | 1996 | Trane | Unknown | Unknown | N/A | N/A | N/A
Room #101 | 2nd Floor | Varible Air Volume | V2-45 | 1996 | Trane | Unknown | Unknown | N/A | N/A | N/A
Hallway By Biohazard | 2nd Floor | Varible Air Volume | V2-46 | 1996 | Trane | Unknown | Unknown | N/A | N/A | N/A
Hallway by Computer Room | 2nd Floor | Varible Air Volume | V2-47 | 1996 | Trane | Unknown | Unknown | N/A | N/A | N/A
Unknown
Inovation Square 446 West Crogan Street, Lawrenceville Ga. 30046
Location | Area Served | Unit Type | Unit # | Year | Make | Model | Serial Number | Filters | Belts | Refrigerant Type
Roof | 1stFloor | Rooftop Unit | RTU #1 | 2020 | Trane | SEHLF754QU66CABE8L01A0C00V00A00RW0M8600 | C20E03651 | 35 = 16 X 20 X 2 | 3= 5VX1000 BX100 | 410A
Roof | 2nd Floor | Rooftop Unit | RTU #2 | 2020 | Trane | SEHLF754QU66CABE8L01A0C00V00A00RW0M8600 | C20E03652 | 35 = 16 X 20 X 2 | 3 = BX113 BX99 | 410A
Roof | 3rd Floor | Rooftop Unit | RTU #3 | 2020 | Trane | RE075DA43ABAA3MIF261000B0A4C100000 | C20E03775 | 8 = 20 X 24 X 2 12 = 24 X 24 X 2 | Direct Drive | 410A
Roof | 4th Floor | Rooftop Unit | RTU #4 | 2020 | Trane | RE075DA43ABAA3MIF261000B0A4C100000 | C20E03776 | 8 = 20 X 24 X 2 12 = 24 X 24 X 2 | Direct Drive | 410A
Ceiling | 1st Floor Elevator Room | Air Handler | AHU 1-2 | 2020 | Trane | TEM4A0B18S21SBA | 202225XKD3V | 18 X 20 X 1 | N/A | 410A
Roof | 1st Floor Elevator Room | Condenser | CU 1-2 | 2020 | Trane | 4TTR6018J1000AB | 192620SD5F | N/A | N/A | 410A
Ceiling | 1st Floor Elevator Room | Air Handler | AHU 1-3 | 2020 | Trane | TEM4A0B185215SBA | 202233JTM3V | 18 X 20 X 1 | N/A | 410A
Roof | 1st Floor Elevator Room | Condenser | CU 1-3 | 2020 | Trane | 4TTR6018J1000AB | 192621EL5F | N/A | N/A | 410A
Roof | Restrooms | Exhaust Fan | Exhaust Fan #1 | 2020 | Greenheck | GB - 330 - 30 - X | 16639359 | N/A | AX59 | 410A
Telecom Room | 1st Floor Telecom Room | Mini-Split Evaporator | MSE #1-1 | 2023 | Mitsubishi | TPKA0A0121LA10A | 36M0092665TNLY | Washable | N/A | 410A
Roof | 1st Floor Telecom Room | Mini-Split Condenser | MSC #1-1 | 2023 | Mitsubishi | TRUYA0121KA70NA | 21U049067H1A30 | N/A | N/A | 410A
Telecom Room | 1st Floor Data/IT | Mini-Split Evaporator | MSE #1-2 | 2023 | Mitsubishi | TPKA0A0121LA10A | 36M0015465TNLY | Washable | N/A | 410A
Roof | 1st Floor Data/IT | Mini-Split Condenser | MSC #1-2 | 2023 | Mitsubishi | TRUYA0121KA70NA | 21U049027H1A30 | N/A | N/A | 410A
Telecom room | 2nd Floor Telecom Room | Mini-Split Evaporator | MSE #2-1 | 2023 | Mitsubishi | TPKAOA0121LA10A | 36M0095465TNLY | Washable | N/A | 410A
Roof | 2nd Floor Telecom Room | Mini-Split Condenser | MSC #2-1 | 2023 | Mitsubishi | TRUYA0121KA70NA | 21U049047H1A30 | N/A | N/A | 410A
Telecom Room | 2nd Floor Telecom Room | Mini-Split Evaporator | MSE #2-2 | 2023 | Mitsubishi | TPKA0A0121LA10A | 36M0095465TNLY | Washable | N/A | 410A
Roof | 2nd Floor Telecom Room | Mini-Split Condenser | MSC #2-2 | 2023 | Mitsubishi | TRUYA0121KA70NA | 21U049897H1A30 | N/A | N/A | 410A
Telecom Room | 2nd Floor Telecom Room | Mini-Split Evaporator | MSE #2-3 | 2023 | Mitsubishi | TPKA0A0121LA10A | 36M0105465TNLY | Washable | N/A | 410A
Roof | 2nd Floor Telecom Room | Mini-Split Condenser | MSC #2-3 | 2023 | Mitsubishi | TRUYA0121KA7ONA | 21U048997H1A30 | N/A | N/A | 410A
Data Room | 3rd. Floor Data Room | Mini-Split Evaporator | MSE #A1 | 2020 | Carrier | 40MAQB12B-3 | 3520V20617 | Washable | N/A | 410A
Roof | 3rd. Floor Data Room | Mini-Split Condenser | MSC #A1 | 2020 | Carrier | 38MAQB12R-3 | 3520V14318 | N/A | N/A | 410A
Data Room | 4th Floor Data Room | Mini-Split Evaporator | MSE #A2 | 2020 | Carrier | 40MAQB12B-3 | 3520V20610 | Washable | N/A | 410A
Roof | 4th Floor Data Room | Mini-Split Condenser | MSC #A2 | 2020 | Carrier | 38MAQB12R-3 | 3520V14141 | N/A | N/A | 410A
Ceiling | 1st Floor | Powered Induction Unit | PIU-1-01 | 2020 | Trane | Unknown | Unknown | 16 x 20 x 1 | Direct Drive | N/A
Ceiling | 1st Floor | Powered Induction Unit | PIU-1-02 | 2020 | Trane | Unknown | Unknown | 16 x 20 x 1 | Direct Drive | N/A
Ceiling | 1st Floor | Powered Induction Unit | PIU-1-03 | 2020 | Trane | Unknown | Unknown | 16 x 20 x 1 | Direct Drive | N/A
Ceiling | 1st Floor | Powered Induction Unit | PIU-1-04 | 2020 | Trane | Unknown | Unknown | 16 x 20 x 1 | Direct Drive | N/A
Ceiling | 1st Floor | Powered Induction Unit | PIU-1-05 | 2020 | Trane | Unknown | Unknown | 20 x 20 x 1 | Direct Drive | N/A
Ceiling | 1st Floor | Powered Induction Unit | PIU-1-06 | 2020 | Trane | Unknown | Unknown | 16 x 20 x 1 | Direct Drive | N/A
Ceiling | 1st Floor | Powered Induction Unit | PIU-1-07 | 2020 | Trane | Unknown | Unknown | 16 x 20 x 1 | Direct Drive | N/A
Ceiling | 1st Floor | Powered Induction Unit | PIU-1-08 | 2020 | Trane | Unknown | Unknown | 16 x 20 x 1 | Direct Drive | N/A
Ceiling | 1st Floor | Powered Induction Unit | PIU-1-09 | 2020 | Trane | Unknown | Unknown | 16 x 20 x 1 | Direct Drive | N/A
Ceiling | 1st Floor | Powered Induction Unit | PIU-1-10 | 2020 | Trane | Unknown | Unknown | 16 x 20 x 1 | Direct Drive | N/A
Ceiling | 1st Floor | Powered Induction Unit | PIU-1-11 | 2020 | Trane | Unknown | Unknown | 16 x 20 x 1 | Direct Drive | N/A
Ceiling | 1st Floor | Powered Induction Unit | PIU-1-12 | 2020 | Trane | Unknown | Unknown | 16 x 20 x 1 | Direct Drive | N/A
Ceiling | 1st Floor | Powered Induction Unit | PIU-1-13 | 2020 | Trane | Unknown | Unknown | 16 x 20 x 1 | Direct Drive | N/A
Ceiling | 1st Floor | Powered Induction Unit | PIU-1-14 | 2020 | Trane | Unknown | Unknown | 16 x 20 x 1 | Direct Drive | N/A
Ceiling | 1st Floor | Powered Induction Unit | PIU-1-15 | 2020 | Trane | Unknown | Unknown | 16 x 20 x 1 | Direct Drive | N/A
Ceiling | 1st Floor | Powered Induction Unit | PIU-1-16 | 2020 | Trane | Unknown | Unknown | 16 x 20 x 1 | Direct Drive | N/A
Ceiling | 1st Floor | Powered Induction Unit | PIU-1-17 | 2020 | Trane | Unknown | Unknown | 14 x 20 x 1 | Direct Drive | N/A
Ceiling | 1st Floor | Powered Induction Unit | PIU-1-18 | 2020 | Trane | Unknown | Unknown | 16 x 20 x 1 | Direct Drive | N/A
Ceiling | 2nd Floor | Powered Induction Unit | PIU-2-01 | 2020 | Trane | Unknown | Unknown | 14 x 20 x 1 | Direct Drive | N/A
Ceiling | 2nd Floor | Powered Induction Unit | PIU-2-02 | 2020 | Trane | Unknown | Unknown | 14 x 20 x 1 | Direct Drive | N/A
Ceiling | 2nd Floor | Powered Induction Unit | PIU-2-03 | 2020 | Trane | Unknown | Unknown | 16 x 20 x 1 | Direct Drive | N/A
Ceiling | 2nd Floor | Powered Induction Unit | PIU-2-04 | 2020 | Trane | Unknown | Unknown | 14 x 20 x 1 | Direct Drive | N/A
Ceiling | 2nd Floor | Powered Induction Unit | PIU-2-05 | 2020 | Trane | Unknown | Unknown | 16 x 20 x 1 | Direct Drive | N/A
Ceiling | 2nd Floor | Powered Induction Unit | PIU-2-06 | 2020 | Trane | Unknown | Unknown | 16 x 20 x 1 | Direct Drive | N/A
Ceiling | 2nd Floor | Powered Induction Unit | PIU-2-07 | 2020 | Trane | Unknown | Unknown | 14 x 20 x 1 | Direct Drive | N/A
Ceiling | 2nd Floor | Powered Induction Unit | PIU-2-08 | 2020 | Trane | Unknown | Unknown | 16 x 20 x 1 | Direct Drive | N/A
Ceiling | 2nd Floor | Powered Induction Unit | PIU-2-09 | 2020 | Trane | Unknown | Unknown | 16 x 20 x 1 | Direct Drive | N/A
Ceiling | 2nd Floor | Powered Induction Unit | PIU-2-10 | 2020 | Trane | Unknown | Unknown | 14 x 20 x 1 | Direct Drive | N/A
Ceiling | 2nd Floor | Powered Induction Unit | PIU-2-11 | 2020 | Trane | Unknown | Unknown | 16 x 20 x 1 | Direct Drive | N/A
Ceiling | 2nd Floor | Powered Induction Unit | PIU-2-12 | 2020 | Trane | Unknown | Unknown | 16 x 20 x 1 | Direct Drive | N/A
Ceiling | 2nd Floor | Powered Induction Unit | PIU-2-13 | 2020 | Trane | Unknown | Unknown | 16 x 20 x 1 | Direct Drive | N/A
Ceiling | 2nd Floor | Powered Induction Unit | PIU-2-14 | 2020 | Trane | Unknown | Unknown | 16 x 20 x 1 | Direct Drive | N/A
Ceiling | 2nd Floor | Powered Induction Unit | PIU-2-15 | 2020 | Trane | Unknown | Unknown | 16 x 20 x 1 | Direct Drive | N/A
Ceiling | 2nd Floor | Powered Induction Unit | PIU-2-16 | 2020 | Trane | Unknown | Unknown | 14 x 20 x 1 | Direct Drive | N/A
Ceiling | 2nd Floor | Powered Induction Unit | PIU-2-17 | 2020 | Trane | Unknown | Unknown | 16 x 20 x 1 | Direct Drive | N/A
Ceiling | 2nd Floor | Powered Induction Unit | PIU-2-18 | 2020 | Trane | Unknown | Unknown | 16 x 20 x 1 | Direct Drive | N/A
Ceiling | 3rd Floor | Powered Induction Unit | PIU-3-01 | 2023 | Trane | Unknown | Unknown | 14 x 20 x 1 | Direct Drive | N/A
Ceiling | 3rd Floor | Powered Induction Unit | PIU-3-02 | 2023 | Trane | Unknown | Unknown | 16 x 20 x 1 | Direct Drive | N/A
Ceiling | 3rd Floor | Powered Induction Unit | PIU-3-03 | 2023 | Trane | Unknown | Unknown | 16 x 20 x 1 | Direct Drive | N/A
Ceiling | 3rd Floor | Powered Induction Unit | PIU-3-04 | 2023 | Trane | Unknown | Unknown | 16 x 20 x 1 | Direct Drive | N/A
Ceiling | 3rd Floor | Powered Induction Unit | PIU-3-05 | 2023 | Trane | Unknown | Unknown | 14 x 20 x 1 | Direct Drive | N/A
Ceiling | 3rd Floor | Powered Induction Unit | PIU-3-06 | 2023 | Trane | Unknown | Unknown | 16 x 20 x 1 | Direct Drive | N/A
Ceiling | 3rd Floor | Powered Induction Unit | PIU-3-07 | 2023 | Trane | Unknown | Unknown | 16 x 20 x 1 | Direct Drive | N/A
Ceiling | 3rd Floor | Powered Induction Unit | PIU-3-08 | 2023 | Trane | Unknown | Unknown | 14 x 20 x 1 | Direct Drive | N/A
Ceiling | 3rd Floor | Powered Induction Unit | PIU-3-09 | 2023 | Trane | Unknown | Unknown | 16 x 20 x 1 | Direct Drive | N/A
Ceiling | 3rd Floor | Powered Induction Unit | PIU-3-10 | 2023 | Trane | Unknown | Unknown | 16 x 20 x 1 | Direct Drive | N/A
Ceiling | 3rd Floor | Powered Induction Unit | PIU-3-11 | 2023 | Trane | Unknown | Unknown | 16 x 20 x 1 | Direct Drive | N/A
Ceiling | 3rd Floor | Powered Induction Unit | PIU-3-12 | 2023 | Trane | Unknown | Unknown | 16 x 20 x 1 | Direct Drive | N/A
Ceiling | 3rd Floor | Powered Induction Unit | PIU-3-13 | 2023 | Trane | Unknown | Unknown | 16 x 20 x 1 | Direct Drive | N/A
Ceiling | 3rd Floor | Powered Induction Unit | PIU-3-14 | 2023 | Trane | Unknown | Unknown | 16 x 20 x 1 | Direct Drive | N/A
Ceiling | 3rd Floor | Powered Induction Unit | PIU-3-15 | 2023 | Trane | Unknown | Unknown | 16 x 20 x 1 | Direct Drive | N/A
Ceiling | 3rd Floor | Powered Induction Unit | PIU-3-16 | 2023 | Trane | Unknown | Unknown | 16 x 20 x 1 | Direct Drive | N/A
Ceiling | 4th Floor | Powered Induction Unit | PIU-4-01 | 2023 | Trane | Unknown | Unknown | 14 x 20 x 1 | Direct Drive | N/A
Ceiling | 4th Floor | Powered Induction Unit | PIU-4-02 | 2023 | Trane | Unknown | Unknown | 16 x 20 x 1 | Direct Drive | N/A
Ceiling | 4th Floor | Powered Induction Unit | PIU-4-03 | 2023 | Trane | Unknown | Unknown | 16 x 20 x 1 | Direct Drive | N/A
Ceiling | 4th Floor | Powered Induction Unit | PIU-4-04 | 2023 | Trane | Unknown | Unknown | 16 x 20 x 1 | Direct Drive | N/A
Ceiling | 4th Floor | Powered Induction Unit | PIU-4-05 | 2023 | Trane | Unknown | Unknown | 14 x 20 x 1 | Direct Drive | N/A
Ceiling | 4th Floor | Powered Induction Unit | PIU-4-06 | 2023 | Trane | Unknown | Unknown | 16 x 20 x 1 | Direct Drive | N/A
Ceiling | 4th Floor | Powered Induction Unit | PIU-4-07 | 2023 | Trane | Unknown | Unknown | 16 x 20 x 1 | Direct Drive | N/A
Ceiling | 4th Floor | Powered Induction Unit | PIU-4-08 | 2023 | Trane | Unknown | Unknown | 14 x 20 x 1 | Direct Drive | N/A
Ceiling | 4th Floor | Powered Induction Unit | PIU-4-09 | 2023 | Trane | Unknown | Unknown | 16 x 20 x 1 | Direct Drive | N/A
Ceiling | 4th Floor | Powered Induction Unit | PIU-4-10 | 2023 | Trane | Unknown | Unknown | 16 x 20 x 1 | Direct Drive | N/A
Ceiling | 4th Floor | Powered Induction Unit | PIU-4-11 | 2023 | Trane | Unknown | Unknown | 16 x 20 x 1 | Direct Drive | N/A
Ceiling | 4th Floor | Powered Induction Unit | PIU-4-12 | 2023 | Trane | Unknown | Unknown | 16 x 20 x 1 | Direct Drive | N/A
Ceiling | 4th Floor | Powered Induction Unit | PIU-4-13 | 2023 | Trane | Unknown | Unknown | 16 x 20 x 1 | Direct Drive | N/A
Ceiling | 4th Floor | Powered Induction Unit | PIU-4-14 | 2023 | Trane | Unknown | Unknown | 16 x 20 x 1 | Direct Drive | N/A
Ceiling | 4th Floor | Powered Induction Unit | PIU-4-15 | 2023 | Trane | Unknown | Unknown | 16 x 20 x 1 | Direct Drive | N/A
Ceiling | 4th Floor | Powered Induction Unit | PIU-4-16 | 2023 | Trane | Unknown | Unknown | 16 x 20 x 1 | Direct Drive | N/A
Ceiling | 4th Floor | Powered Induction Unit | PIU-4-17 | 2023 | Trane | Unknown | Unknown | 16 x 20 x 1 | Direct Drive | N/A
Ceiling | 4th Floor | Powered Induction Unit | PIU-4-18 | 2023 | Trane | Unknown | Unknown | 16 x 20 x 1 | Direct Drive | N/A
Ceiling | 4th Floor | Powered Induction Unit | PIU-4-19 | 2023 | Trane | Unknown | Unknown | 16 x 20 x 1 | Direct Drive | N/A
Ceiling | 4th Floor | Powered Induction Unit | PIU-4-20 | 2023 | Trane | Unknown | Unknown | 16 x 20 x 1 | Direct Drive | N/A
Ceiling | 4th Floor | Powered Induction Unit | PIU-4-21 | 2023 | Trane | Unknown | Unknown | 16 x 20 x 1 | Direct Drive | N/A
Ceiling | 4th Floor | Powered Induction Unit | PIU-4-22 | 2023 | Trane | Unknown | Unknown | 16 x 20 x 1 | Direct Drive | N/A
Ceiling | 4th Floor | Powered Induction Unit | PIU-4-23 | 2023 | Trane | Unknown | Unknown | 16 x 20 x 1 | Direct Drive | N/A
Ceiling | 4th Floor | Powered Induction Unit | PIU-4-24 | 2023 | Trane | Unknown | Unknown | 16 x 20 x 1 | Direct Drive | N/A
Ceiling | 4th Floor | Powered Induction Unit | PIU-4-25 | 2023 | Trane | Unknown | Unknown | 16 x 20 x 1 | Direct Drive | N/A
Ceiling | 4th Floor | Powered Induction Unit | PIU-4-26 | 2023 | Trane | Unknown | Unknown | 16 x 20 x 1 | Direct Drive | N/A
Ceiling | 4th Floor | Powered Induction Unit | PIU-4-27 | 2023 | Trane | Unknown | Unknown | 14 x 20 x 1 | Direct Drive | N/A
Ceiling | 4th Floor | Powered Induction Unit | PIU-4-28 | 2023 | Trane | Unknown | Unknown | 16 x 20 x 1 | Direct Drive | N/A
Ceiling | 4th Floor | Powered Induction Unit | PIU-4-29 | 2023 | Trane | Unknown | Unknown | 16 x 20 x 1 | Direct Drive | N/A
Peachtree Corners Tag Office 6135 Peachtree Parkway, (Suite 201-B) Peachtree Corners Ga. 30092 (Rental)
Location | Area Served | Unit Type | Unit # | Year | Make | Model | Serial Number | Filters | Belts | Refrigerant Type
Roof | Entire Office | Rooftop Unit | RTU #1 | 2025 | Carrier | 50FC-M12A2A5A0A0A0 | 1424P37614 | 4 = 20 X 20 X 2 | AX49 | 410A
I.T Closet | I.T. Closet | Mini-Split Evaporator | MSE 1 | 2013 | Mitshubishi | PKAA24KA7 | 6ZM01340 | Washable | Direct Drive | 410A
Roof | I.T. Closet | Mini-Split Condenser | MSC 1 | 2013 | Mitshubishi | PUZA24NHA7 | 6XU00415A | N/A | Direct Drive | 410A
Records Management Lawrenceville Ga. 30046
Location | Area Served | Unit Type | Unit # | Year | Make | Model | Serial Number | Filters | Belts | Refrigerant Type
Roof | Unknown | Roof Top Unit | RTU #1 | 2023 | Trane | DHJ150A4S0H1GL0 | 235110540D | 8 = 20 X 24 X 2 | Direct Drive | Unknown
Roof | Archive | Roof Top Unit | RTU #AR | 2023 | Trane | YHK036A4S0L0AD0D0C2A1A | 252813364L | Unknown | Direct Drive | Unknown
Roof | Storage | Roof Top Unit | RTU #S1 | 2023 | Trane | DHJ150A4S0L1A4J | 235110539D | 8 = 20 X 24 X 2 | Direct Drive | Unknown
Roof | Storage | Roof Top Unit | RTU #S2 | 2025 | Trane | YHK048A4SOLOAD0C2A1A0A | 252813412L | Unknown | Direct Drive | Unknown
Roof | Office | Roof Top Unit | RTU #S3A | 2023 | Trane | DHJ180A4S0L02F0DOA1B | 235110538D | 8 = 20 X 24 X 2 | Direct Drive | Unknown
Roof | Storage | Roof Top Unit | RTU #S3B | 2023 | Trane | DHJ180A4S0L1A4J | 235110537D | 8 = 20 X 24 X 2 | Direct Drive | Unknown
Roof | Storage | Roof Top Unit | RTU #S3C | 2023 | Trane | DHJ180A4SOL1A4J | 235110536D | 8 = 20 X 24 X 2 | Direct Drive | Unknown
Warehouse | Archive | Electric Steam Humidifier | SG #AR | 2024 | Neptronic | SF SKE4-N04M-480-3 | 24E1647905 | N/A | N/A | N/A
Warehouse | Storage | Electric Steam Humidifier | SG#SC | 2024 | Neptronic | SF SKE4-N04M-480-3 | 24E1647907 | N/A | N/A | N/A
Warehouse | Office | Electric Steam Humidifier | SG #S2 | 2024 | Neptronic | SF SKE4-N04M-480-3 | 24E1647904 | N/A | N/A | N/A
Warehouse | Storage | Electric Steam Humidifier | SG #3A | 2024 | Neptronic | SF SKE4-N04M-480-3 | 24E1647908 | N/A | N/A | N/A
Roof | Storage | Electric Steam Humidifier | SG #3B | 2024 | Neptronic | SF SKE4-N04M-480-3 | 24E1647906 | N/A | N/A | N/A
Roof | Unknown | Mini-Split Evaporator | MSE #C1 | 2023 | Mitsubishi | MUY-GS09NA | 33C01871 | Washable | Direct Drive | 410 A
Roof | Unknown | Mini-Split Condenser | MSC #C1 | 2022 | Mitsubishi | TRUYA0181KA70NA | 24U022767H1B30 | N/A | Direct Drive | 410 A
Roof | Warehouse | Mini-Split Evaporator | MSE #2A | 2023 | Mitsubishi | TPKA0A0181LA10A | 37M0151065TNLZ | Washable | Direct Drive | 410 A
Roof | Warehouse | Mini-Split Condenser | MSC #2A | 2024 | Carrier | 40MAHBQ18XA3 | 0924V19158 | N/A | Direct Drive | 410 A
Roof | Warehouse | Mini-Split Evaporator | MSE #C3 | 2024 | Mitsubishi | TRUYA0361KA70NA | Unknown | Washable | Direct Drive | 410 A
Roof | Warehouse | Mini-Split Condenser | MSC #C3 | 2023 | Mitsubishi | TPKA0A0361KA80A | 37M0212765TNM2 | N/A | Direct Drive | 410 A
Roof | Warehouse | Mini-Split Evaporator | MSE #C4 | 2024 | Mitsubishi | TRUZA0361KA70NA | 31U060617H1L80 | Washable | Direct Drive | 410 A
Roof | Warehouse | Mini-Split Condenser | MSC #C4 | 2023 | Mitsubishi | MUY-GS09NA | 33C01858 | N/A | Direct Drive | 410 A
Roof | Warehouse | Mini-Split Evaporator | MSE #C5 | 2024 | Mitsubishi | TRUYA0361KA70NA | 24U022767H1B31 | Washable | Direct Drive | 410 A
Roof | Warehouse | Mini-Split Condenser | MSC #C5 | 2023 | Mitsubishi | TPKA0A0361KA80A | 37M0212765TNM3 | N/A | Direct Drive | 410 A
Roof | Restroom | Exhaust Fan | EF #1 | 2024 | Greenheck | CUE-090-VG-1-19-X | 24541347 | N/A | Direct Drive | N/A
Roof | Restroom | Exhaust Fan | EF #2 | 2024 | Greenheck | CUE-090-VG-1-19-X | 24541347 | N/A | Direct Drive | N/A
Ceiling | Office | Powered Induction Unit | PIU-01 | 2024 | Trane | Unknown | Unknown | Unknown | Direct Drive | N/A
Ceiling | Office | Powered Induction Unit | PIU-02 | 2024 | Trane | Unknown | Unknown | Unknown | Direct Drive | N/A
Ceiling | Office | Powered Induction Unit | PIU-03 | 2024 | Trane | Unknown | Unknown | Unknown | Direct Drive | N/A
Ceiling | Office | Powered Induction Unit | PIU-04 | 2024 | Trane | Unknown | Unknown | Unknown | Direct Drive | N/A
Ceiling | Office | Powered Induction Unit | PIU-05 | 2024 | Trane | Unknown | Unknown | Unknown | Direct Drive | N/A
Ceiling | Office | Powered Induction Unit | PIU-06 | 2024 | Trane | Unknown | Unknown | Unknown | Direct Drive | N/A
Ceiling | Warehouse | Powered Induction Unit | PIU-07 | 2024 | Trane | Unknown | Unknown | Unknown | Direct Drive | N/A
Ceiling | Warehouse | Powered Induction Unit | PIU-08 | 2024 | Trane | Unknown | Unknown | Unknown | Direct Drive | N/A
Ceiling | Warehouse | Powered Induction Unit | PIU-09 | 2024 | Trane | Unknown | Unknown | Unknown | Direct Drive | N/A
Ceiling | Warehouse | Powered Induction Unit | PIU-10 | 2024 | Trane | Unknown | Unknown | Unknown | Direct Drive | N/A
Ceiling | Office | Powered Induction Unit | PIU-11 | 2024 | Trane | Unknown | Unknown | Unknown | Direct Drive | N/A
Ceiling
Snellville Tag Office 2845 Lenora Church Road, Snellville Ga. 30078
Location | Area Served | Unit Type | Unit # | Year | Make | Model | Serial Number | Filters | Belts | Refrigerant Type
Mechanical Room | Tag Area | Furnace | Furnace #1 | 2005 | Lennox | G40UH60D13511 | 5905L30033 | 20 X 20 X 1 | Direct Drive | N/A
Ground | Tag Area | Condensing Unit | A/C #1 | 2006 | Lennox | HS2906013Y | 5806G15985 | N/A | Direct Drive | R 22
Mechanical Room | Tag Area | Furnace | Furnace #2 | 2005 | Lennox | G4OUH60D13511 | 5905L30062 | 20 X 20 X 1 | Direct Drive | N/A
Ground | Tag Area | Condensing Unit | A/C #2 | 2006 | Lennox | HS2906013Y | 5806G15950 | N/A | Direct Drive | R 22
Mechanical Room | Tag Area | Furnace | Furnace #3 | 2005 | Lennox | G4OUH60D13511 | 5905M22147 | 20 X 20 X 1 | Direct Drive | N/A
Ground | Tag Area | Condensing Unit | A/C #3 | 2006 | Lennox | HS2906013Y | 5806G15987 | N/A | Direct Drive | R 22
Cassette/Ceiling | It Room | Mini-Split Evaporator | MSE #1 | 2006 | Mitsubishi | PLA-A36AA | 52A00279B | Washable | Direct Drive | 410A
Gound | It Room | Mini-Split Condenser | MSC #1 | 2006 | Mitsubishi | PUZA36NHA | 52000156B | N/A | Direct Drive | 410A

## Libraries
Buford & Sugar Hill Library 2100 Buford Highway, Buford GA. 30518
Location | Area Served | Unit Type | Unit # | Year | Make | Model | Serial Number | Filters | Belts | Refrigerant Type
Mechanical Room | Work Room | Air Handler Unit | AHU #1 | 2017 | Lennox | ARUF486016BA | 904065389 | 20 X 25 X 1 | N/A | 410A
Outside | Work Room | Heat Pump | HP #1 | 2017 | Lennox | GSH130604AB | 901712575 | N/A | N/A | 410A
Mechanical Room | Main Branch | Air Handler Unit | AHU #2 | 2012 | Carrier | 40RUQA25A5A5A6A0A0 | 4212V48024 | 4 = 16 X 20 X 2 4 = 16 X 24 X 2 | BX40 | 410A
Outside | Main Branch | Heat Pump | HP #2 | 2012 | Carrier | 38AUQA25A0A0A0A0 | 3712V42789 | N/A | N/A | 410A
Ceiling | Bathroom | Exhaust Fan | EF-1 | Unknown | Penn | Z8 | Unknown | N/A | N/A | N/A
Ceiling | Bathroom | Exhaust Fan | EF-2 | Unknown | Penn | Z8 | Unknown | N/A | N/A | N/A
Ceiling | Bathroom | Exhaust Fan | EF-3 | Unknown | Penn | Z6 | Unknown | N/A | N/A | N/A
Ceiling | AHU #1 | Electric Duct Heater | EDH-1 | 2012 | Reddi | R | Unknown | N/A | N/A | N/A
Ceiling | AHU #1 | Electric Duct Heater | EDH-2 | 2012 | Reddi | R | Unknown | N/A | N/A | N/A
Wall | Mechanical Room | Electric Heater | EH-1 | 2012 | Chromalox | AWH4407 | Unknown | N/A | N/A | N/A
Centerville Library 3025 Bethany Church Road, Snellville GA. 30039
Location | Area Served | Unit Type | Unit # | Year | Make | Model | Serial Number | Filters | Belts | Refrigerant Type
Attic | Food Services | Air Handler Unit | AHU #1 | 2019 | Carrier | FX4DNFO25L00 | 4319F22411 | 21 1/2 X 16 1/4 X 1 | Direct Drive | 410A
Outside | Food Services | Heat Pump | HP #1 | 2019 | Carrier | 24ACC424A003 | Unknown | N/A | N/A | 410A
Attic | Meeting Room B | Air Handler Unit | AHU #2 | 2019 | Carrier | FX4DNFO25L00 | 3119F35856 | 21 1/2 X 16 1/4 X 1 | Direct Drive | 410A
Outside | Meeting Room B | Heat Pump | HP #2 | 2019 | Carrier | 24ACC424A003 | Unknown | N/A | N/A | 410A
Attic | Loading Area, Breakroom | Air Handler Unit | AHU #3 | 2019 | Trane | TWE030C140B0 | Z2813C1L2V | 20 X 22 X 2 | Direct Drive | 410A
Outside | Loading Area, Breakroom | Heat Pump | HP #3 | 2019 | Trane | TTA030C300A2 | Z2621YK3F | N/A | N/A | 410A
Attic | Meeting Room C | Air Handler Unit | AHU #4 | 2019 | Carrier | FX4DNF049L00 | 3919F19882 | 22 X 20 X 2 | Direct Drive | 410A
Outside | Meeting Room C | Heat Pump | HP #4 | 2019 | Carrier | 24ABB348A005 | Unknown | N/A | N/A | 410A
Attic | Interior Area | Air Handler Unit | AHU #5 | 2019 | Carrier | FX4DNF031L00 | 2219F36743 | 20 X 20 X 2 | Direct Drive | 410A
Outside | Interior Area | Heat Pump | HP #5 | 2019 | Carrier | 24ACC430A003 | Unknown | N/A | N/A | 410A
Attic | Meeting Room A | Air Handler Unit | AHU #6 | 2019 | Carrier | FX4DNF031L00 | 2219F36706 | 20 X 20 X 2 | Direct Drive | 410A
Outside | Meeting Room A | Heat Pump | HP #6 | 2019 | Carrier | 24ACC430A003 | Unknown | N/A | N/A | 410A
Attic | Storage Room, Main Area, Quiet Room | Air Handler Unit | AHU #7 | 2019 | Carrier | 40RUAA08T1A5-0A0A0 | 3919U05256 | 2 = 16 X 20 X 2 | A40 | 410A
Outside | Storage Room, Main Area, Quiet Room | Heat Pump | HP #7 | 2019 | Carrier | 38AUZA08A0A5-0A0A0 | Unknown | N/A | N/A | 410A
Attic | Bathrooms, Hallway | Air Handler Unit | AHU #8 | 2019 | Carrier | FX4DNFO25L00 | 4319F22415 | 21 1/2 X 16 1/4 X 1 | Direct Drive | 410A
Outside | Bathrooms, Hallway | Heat Pump | HP #8 | 2019 | Carrier | 24ACC424A003 | Unknown | N/A | N/A | 410A
Attic | Lobby | Air Handler Unit | AHU #10 | 2019 | Carrier | FX4DNF031L00 | 2219F36749 | 22 X 20 X 2 | Direct Drive | 410A
Outside | Lobby | Heat Pump | HP #10 | 2019 | Carrier | 24ACC430A003 | Unknown | N/A | N/A | 410A
Attic | Main Area | Air Handler Unit | AHU #11 | 2019 | Trane | TWE090A300CA | Z2740LH35H | 2 = 16 X 20 X 2 | Direct Drive | 410A
Outside | Main Area | Heat Pump | HP #11 | 2019 | Trane | TTA090A300DA | R412N2AAH | N/A | N/A | 410A
Attic | Computer Room | Air Handler Unit | AHU #12 | 2019 | Trane | GAM2AOA185115BA | B194PLNAV | 20 X 20 X 2 | Direct Drive | 410A
Outside | Computer Room | Heat Pump | HP #12 | 2019 | Trane | 4TTR3018G1000AA | 141234KP3F | N/A | N/A | 410A
Attic | Offices, Workroom | Air Handler Unit | AHU #13 | 2019 | Carrier | FX4DNF043L00 | 4219F29915 | 22 X 20 X 2 | Direct Drive | 410A
Outside | Offices, Workroom | Heat Pump | HP #13 | 2019 | Carrier | 24ABB343A005 | Unknown | N/A | N/A | 410A
Attic | Main Area | Air Handler Unit | AHU #14 | 2019 | Carrier | 40RUAA08T1A5-0A0A0 | 4619U06444 | 2 = 16 X 20 X 2 | A40 | 410A
Outside | Main Area | Heat Pump | HP #14 | 2019 | Carrier | 38AUZA08A0A5-0A0A0 | Unknown | N/A | N/A | 410A
Attic | Meeting Room D | Air Handler Unit | AHU #15 | 2019 | Carrier | FX4DNF049L00 | 3919F19897 | 22 X 20 X 2 | Direct Drive | 410A
Outside | Meeting Room D | Heat Pump | HP #15 | 2019 | Carrier | 24ABB348A005 | Unknown | N/A | N/A | 410A
Attic | Meeting Room E | Air Handler Unit | AHU #16 | 2019 | Trane | TTWE042C140C0 | 3292LC21V | 20 X 22 X 2 | Direct Drive | 410A
Outside | Meeting Room E | Heat Pump | HP #16 | 2019 | Trane | 2TTR036A1000AA | 314258B3F | N/A | N/A | 410A
Attic | Meeting Room F | Air Handler Unit | AHU #17 | 2019 | Trane | TWE048C0 | 33265CF2V | 20 X 22 X 2 | Direct Drive | 410A
Outside | Meeting Room F | Heat Pump | HP #17 | 2019 | Trane | 2TTR2048A1000A | 32557SP3F | N/A | N/A | 410A
Unknown | Unknown | Exhaust Fan | EF #1 | 2000 | Green Heck | SP-7 | Unknown | N/A | Direct Drive | N/A
Unknown | Unknown | Exhaust Fan | EF #2 | 2000 | Green Heck | SP-260 | Unknown | N/A | Direct Drive | N/A
Unknown | Unknown | Exhaust Fan | EF #3 | 2000 | Green Heck | SP-255 | Unknown | N/A | Direct Drive | N/A
Unknown | Unknown | Exhaust Fan | EF #4 | 2000 | Green Heck | SP-9 | Unknown | N/A | Direct Drive | N/A
Unknown | Unknown | Exhaust Fan | EF #5 | 2000 | Green Heck | SP-7 | Unknown | N/A | Direct Drive | N/A
Quiet Study Room | Quiet Study Room | Electric Base Heater | EBH-1 | 2000 | Qmark | CBD508 | Unknown | N/A | Direct Drive | N/A
| Lobby | Electric Duct Haeter | EDH-1 | 2000 | Electric Heaters Inc. | DB | Unknown | N/A | N/A | N/A
|  | Electric Unit Heater | EUH-1 | 2000 | Qmark | MUH03 | Unknown | N/A | Direct Drive | N/A
Collins Hill Library 455 Camp Perrin Road, Lawrenceville GA. 30043
Location | Area Served | Unit Type | Unit # | Year | Make | Model | Serial Number | Filters | Belts | Refrigerant Type
Mechanical Room | Classrooms | Air Handler Unit | AHU #1A | 2017 | Lennox | CX38-60D-6F-1 | 6017E38926 | 16 X 25 X 1 | Direct Drive | 410A
Mechanical Room | Classrooms | Air Handler Unit | AHU #1B | 2017 | Lennox | CX38-60D-6F-1 | 6017C11868 | 16 X 25 X 1 | Direct Drive | 410A
Outside | Classrooms | Condenser Unit | CU #1 | 2017 | Lennox | TSA120S4DN1Y | 5617E04032 | N/A | Direct Drive | 410A
Mechanical Room | Children's Services | Air Handler Unit | AHU #2A | 2017 | Lennox | CX38-60D-6F-1 | 6017H01428 | 16 X 25 X 1 | Direct Drive | 410A
Mechanical Room | Children's Services | Air Handler Unit | AHU #2B | 2017 | Lennox | CX38-60D-6F-1 | 6017E38927 | 16 X 25 X 1 | Direct Drive | 410A
Outside | Children's Services | Condenser Unit | CU #2 | 2017 | Lennox | TSA120S4DN1Y | 5616D11470 | N/A | Direct Drive | 410A
Mechanical Room | Quiet Study Room | Air Handler Unit | AHU #3 | 2017 | Lennox | CX35-48C-6F-2 | 6017L07074 | 16 X 25 X 1 | Direct Drive | 410A
Outside | Quiet Study Room | Condenser Unit | CU #3 | 2017 | Lennox | TSA036S4N44Y | 5817H15260 | N/A | Direct Drive | 410A
Mechanical Room | Main Area | Air Handler Unit | AHU #4 | 2017 | Lennox | CX35-60C-6F-1 | 6017K01925 | 16 X 25 X 1 | Direct Drive | 410A
Outside | Main Area | Condenser Unit | CU #4 | 2017 | Lennox | TSA048S4N44Y | 5817M03007 | N/A | Direct Drive | 410A
Mechanical Room | Lobby | Air Handler Unit | AHU #5 | 2017 | Lennox | CX35-60D-6F-1 | 6017B07756 | 16 X 25 X 1 | Direct Drive | 410A
Outside | Lobby | Condenser Unit | CU #5 | 2017 | Lennox | TSA060H4N43Y | 5818A07159 | N/A | Direct Drive | 410A
Mechanical Room | Brousing Area | Air Handler Unit | AHU #6 | 2017 | Lennox | CX34-62C-6F-1 | 6015B38210 | 16 X 25 X 1 | Direct Drive | 410A
Outside | Brousing Area | Condenser Unit | CU #6 | 2017 | Lennox | Unknown | 5815C09311 | N/A | Direct Drive | 410A
Mechanical Room | Main Area | Air Handler Unit | AHU #7 | 2017 | Lennox | CX34-49-C-6F-1 | 6015G39487 | 16 X 25 X 1 | Direct Drive | 410A
Outside | Main Area | Condenser Unit | CU #7 | 2017 | Lennox | TSA060S4N44Y | 5815G07528 | N/A | Direct Drive | 410A
Mechanical Room | Adult Services | Air Handler Unit | AHU #8A | 2017 | Lennox | CX38-60D-6F-1 | 6017E38929 | 16 X 25 X 1 | Direct Drive | 410A
Mechanical Room | Adult Services | Air Handler Unit | AHU #8B | 2017 | Lennox | CX38-60D-6F-1 | 6017E38928 | 16 X 25 X 1 | Direct Drive | 410A
Outside | Adult Services | Condenser Unit | CU #8 | 2017 | Lennox | ELS120S4DS1Y | 5618AO7156 | N/A | Direct Drive | 410A
Mechanical Room | Branch Manager's Office, Breakroom | Air Handler Unit | AHU #9 | 2017 | Lennox | CX35-60C-6F-2 | 6017M02334 | 16 X 25 X 1 | Direct Drive | 410A
Outside | Branch Manager's Office, Breakroom | Condenser Unit | CU #9 | 2017 | Lennox | TSA048S4N44Y | 5817M02992 | N/A | Direct Drive | 410A
Mechanical Room | Work Room | Air Handler Unit | AHU #10 | 2017 | Lennox | CX34-43B-6F-1 | 6016D55708 | 16 X 25 X 1 | Direct Drive | 410A
Outside | Work Room | Condenser Unit | CU #10 | 2017 | Lennox | TSA048S4N44Y | 5816D06050 | N/A | Direct Drive | 410A
Mechanical Room | Main Area | Air Handler Unit | AHU #11 | 2017 | Lennox | CX35-24B-6F-2 | 6017L18227 | 16 X 25 X 1 | Direct Drive | 410A
Outside | Main Area | Condenser Unit | CU #11 | 2017 | Lennox | 14ACXS024-230A19 | 1917M01199 | N/A | Direct Drive | 410A
IT Closet | IT Closet | Mini-Split Evaporator | MSE-1 | Unknown | Fujitsu | AOU9R2 | Unknown | Washable | Direct Drive | 410A
Mechanical Room | IT Closet | Mini-Split Condenser | MSC-1 | Unknown | Fujitsu | ASU9R2 | Unknown | N/A | Direct Drive | 410A
Ceiling | Mens Restroom | Exhaust Fan | EF #1 | 1998 | Penn Barry | Z101S | N/A | N/A | Direct Drive | N/A
Ceiling | Womens Restroom | Exhaust Fan | EF #2 | 1998 | Penn Barry | Z101S | N/A | N/A | Direct Drive | N/A
Ceiling | Restroom #32 | Exhaust Fan | EF #3 | 1998 | Penn Barry | ZJ1 | N/A | N/A | Direct Drive | N/A
Ceiling | Restroom #33 | Exhaust Fan | EF #4 | 1998 | Penn Barry | ZJ1 | N/A | N/A | Direct Drive | N/A
Roof | Maintenance | Exhaust Fan | EF #5 | 1998 | Penn Barry | Z8S | N/A | N/A | Direct Drive | N/A
Roof | Mechanical Room #15 | Exhaust Fan | EF #6 | 1998 | Penn Barry | Z8S | N/A | N/A | Direct Drive | N/A
Roof | Mechanical Room #24 | Exhaust Fan | EF #7 | 1998 | Penn Barry | Z8H | N/A | N/A | Direct Drive | N/A
Roof | Mechanical Room #30 | Exhaust Fan | EF #8 | 1998 | Penn Barry | Z10S | N/A | N/A | Direct Drive | N/A
Roof | Storage 048 | Exhaust Fan | EF #9 | 1998 | Penn Barry | Z10S | N/A | N/A | Direct Drive | N/A
Roof | Mechanical Room #14 | Exhaust Fan | EF #10 | 1998 | Penn Barry | Z10S | N/A | N/A | Direct Drive | N/A
Ceiling | Rest Room 320 | Exhaust Fan | EF #11 | 1998 | Penn Barry | ZJ1 | N/A | N/A | Direct Drive | N/A
Dacula Library 265 Dacula Road, Dacula GA. 30019
Location | Area Served | Unit Type | Unit # | Year | Make | Model | Serial Number | Filters | Belts | Refrigerant Type
Mechanical Room | Children's Services | Air Handler Unit | AHU #1 | 2024 | Trane | TWE060P130B0 | 535326S2V | 20 X 25 X 2 | Direct Drive | 410A
Outside | Children's Services | Condenser Unit | CU #1 | 2024 | Trane | 2TTR2060B1000AA | 5332T602F | N/A | N/A | 410A
Mechanical Room | Children's Services | Air Handler Unit | AHU #2 | 2024 | Trane | TWE048P130B0 | N/A | 20 X 25 X 2 | Direct Drive | 410A
Outside | Children's Services | Condenser Unit | CU #2 | 2024 | Trane | 2TTB2048A1000AA | 5082K343F | N/A | N/A | 410A
Mechanical Room | Main Area | Air Handler Unit | AHU #3 | 2024 | Trane | TWE048P130B0 | 5374KWA1V | 20 X 25 X 2 | Direct Drive | 410A
Outside | Main Area | Condenser Unit | CU #3 | 2024 | Trane | 2TTB3048A1000AA | 54045HA3F | N/A | N/A | 410A
Mechanical Room | Adult Services | Air Handler Unit | AHU #4 | 2024 | Trane | TEM4AOC60S51SAB | 170223E02U | 20 X 25 X 2 | Direct Drive | 410A
Outside | Adult Services | Condenser Unit | CU #4 | 2024 | Trane | TTR4060L1000AA | 16514G581F | N/A | N/A | 410A
Mechanical Room | Quiet Study Room | Air Handler Unit | AHU #5 | 2024 | Trane | TWE018P130B0 | 5363YHP2V | 20 X 25 X 2 | Direct Drive | 410A
Outside | Quiet Study Room | Condenser Unit | CU #5 | 2024 | Trane | 2TTB3018A1000AA | 5441TYC5F | N/A | N/A | 410A
Mechanical Room | Adult Services | Air Handler Unit | AHU #6 | 2024 | Trane | TWE060P130B0 | 5324WK52V | 20 X 25 X 2 | Direct Drive | 410A
Outside | Adult Services | Condenser Unit | CU #6 | 2024 | Trane | 2TTR2060B1000AA | 5304RAW2F | N/A | N/A | 410A
Mechanical Room | Service Desk Area | Air Handler Unit | AHU #7 | 2024 | Trane | TWE048P130B0 | 5374KU91V | 20 X 25 X 2 | Direct Drive | 410A
Outside | Service Desk Area | Condenser Unit | CU #7 | 2024 | Trane | 2TTB2048A1000AA | 5295SE63F | N/A | N/A | 410A
Mechanical Room | Main Area | Air Handler Unit | AHU #8 | 2024 | Trane | TEM3A0C60S51SAB | 1715M0H3V | 20 X 25 X 2 | Direct Drive | 410A
Outside | Main Area | Condenser Unit | CU #8 | 2024 | Trane | 4TTR4060L100AA | 17192P6F4F | N/A | N/A | 410A
Mechanical Room | Lobby | Air Handler Unit | AHU #9 | 2024 | Trane | TWE060P130B0 | 535323B2V | 20 X 25 X 2 | Direct Drive | 410A
Outside | Lobby | Condenser Unit | CU #9 | 2024 | Trane | 2TTB2060A1000AA | 5022W7T3F | N/A | N/A | 410A
Data Room | Data Room | Air Handler Unit | AHU #10 | 2024 | Fujitsu | ASU9RLF1 | MXA082579 | WASHABLE FILTER | Direct Drive | 410A
Outside | Data Room | Condenser Unit | CU #10 | 2024 | Fujitsu | ADU9RLFW1 | MXN010099 | N/A | N/A | 410A
Mechanical Room | Offices | Air Handler Unit | AHU #11 | 2024 | Trane | TWE060P130B0 | 5324WJY2V | 2 = 16 X 25 X 2 | Direct Drive | 410A
Outside | Offices | Condenser Unit | CU #11 | 2024 | Trane | 2TTR2060B1000AA | 50646LR2F | N/A | N/A | 410A
Mechanical Room | Work Room | Air Handler Unit | AHU #12 | 2024 | Trane | TWE060P130B0 | 533457X2V | 18 X 18 X 2 | Direct Drive | 410A
Outside | Work Room | Condenser Unit | CU #12 | 2024 | Trane | 2TTR2060B1000AA | 53445ED2F | N/A | N/A | 410A
Mechanical Room | Teen Services | Air Handler Unit | AHU #13 | 2024 | Trane | TEM3A0C60S51SAB | 1715RLR2RV | 18 X 18 X 2 | Direct Drive | 410A
Outside | Teen Services | Condenser Unit | CU #13 | 2024 | Trane | 4TTR4060L100AA | 171915DT4F | N/A | N/A | 410A
Unknown | Unknown | Exhaust Fan | EF #1 | Unknown | Penn Barry | Unknown | Unknown | N/A | Direct Drive | N/A
Unknown | Unknown | Exhaust Fan | EF #2 | Unknown | Penn Barry | Unknown | Unknown | N/A | Direct Drive | N/A
Unknown | Unknown | Exhaust Fan | EF #3 | Unknown | Penn Barry | Unknown | Unknown | N/A | Direct Drive | N/A
Unknown | Unknown | Exhaust Fan | EF #4 | Unknown | Penn Barry | Unknown | Unknown | N/A | Direct Drive | N/A
Unknown | Unknown | Exhaust Fan | EF #5 | Unknown | Penn Barry | Unknown | Unknown | N/A | Direct Drive | N/A
Duluth Library 3180 Main Street, Duluth, GA 30096
Location | Area Served | Unit Type | Unit # | Year | Make | Model | Serial Number | Filters | Belts | Refrigerant Type
Mechanical Room | Adult Services | Water Source Heat Pump | WSHP #1 | 2019 | Daikin | VSHE0601 | SLPU204601334 | 34 X 29 X 4 MERV 13 | Direct Drive | Unknown
Ceiling | Quiet Study Room | Water Source Heat Pump | WSHP #2 | 2019 | Daikin | EXHF0301 | Unknown | Unknown | Direct Drive | Unknown
Ceiling | Children's Services | Water Source Heat Pump | WSHP #3 | 2019 | Daikin | VSHE0501 | Unknown | Unknown | Direct Drive | Unknown
Ceiling | Main Area | Water Source Heat Pump | WSHP #4A | 2019 | Daikin | VSHE0601 | Unknown | Unknown | Direct Drive | Unknown
Ceiling | Main Area | Water Source Heat Pump | WSHP #4B | 2019 | Daikin | VSHE0601 | Unknown | Unknown | Direct Drive | Unknown
Mechanical Room | Main Area | Water Source Heat Pump | WSHP #5A | 2019 | Daikin | VSHE0501 | Unknown | Unknown | Direct Drive | Unknown
Mechanical Room | Main Area | Water Source Heat Pump | WSHP #5B | 2019 | Daikin | VSHE0501 | Unknown | Unknown | Direct Drive | Unknown
Ceiling | Adult Services | Water Source Heat Pump | WSHP #6A | 2019 | Daikin | VSHE0601 | Unknown | Unknown | Direct Drive | Unknown
Ceiling | Adult Services | Water Source Heat Pump | WSHP #6B | 2019 | Daikin | VSHE0601 | Unknown | Unknown | Direct Drive | Unknown
Ceiling | Children's Services | Water Source Heat Pump | WSHP #7 | 2019 | Daikin | VSHE0601 | Unknown | Unknown | Direct Drive | Unknown
Ceiling | Study Rooms | Water Source Heat Pump | WSHP #8 | 2019 | Daikin | VSHE0421 | Unknown | Unknown | Direct Drive | Unknown
Mechanical Room | Lobby | Water Source Heat Pump | WSHP #9 | 2019 | Daikin | EXHF0241 | Unknown | Unknown | Direct Drive | Unknown
Mechanical Room | Work Room | Water Source Heat Pump | WSHP #10 | 2019 | Daikin | VSHE0421 | Unknown | Unknown | Direct Drive | Unknown
Mechanical Room | Breakroom | Water Source Heat Pump | WSHP #11 | 2019 | Daikin | EXVF0091 | Unknown | Unknown | Direct Drive | Unknown
Mechanical Room | Conference Room, Bathrooms | Water Source Heat Pump | WSHP #12 | 2019 | Daikin | VSVE0241 | Unknown | Unknown | Direct Drive | Unknown
Mechanical Room | Main Area | Water Source Heat Pump | WSHP #13 | 2019 | Daikin | VSHE0331 | Unknown | Unknown | Direct Drive | Unknown
Outside | Building | Fluid Cooler | FC-1 | 2019 | Daikin | LSWE54J12Z | Unknown | Unknown | 2 = B148 | Unknown
Mechanical Room | Building | Gas Fired Boiler | B-1 | 2019 | Lochinvair | Unknown | Unknown | Unknown | Direct Drive | Unknown
Unknown | Building | Pump | P-1 | 2019 | Patterson | E510-2BD | Unknown | Unknown | ABB VFD | Unknown
Unknown | Building | Pump | P-2 | 2019 | Patterson | E510-2BD | Unknown | Unknown | ABB VFD | Unknown
Unknown | Unknown | Air Handler Unit | AHU #1 | 2019 | Daikin | FTK09NMVJU | Unknown | Unknown | Direct Drive | Unknown
Unknown | Unknown | Condenser Unit | CU #1 | 2019 | Daikin | RK09NMVJU | Unknown | Unknown | Direct Drive | Unknown
Roof | Children's Services 102C | Exhaust Fan | EF #1 | 2019 | Greenheck | G183VG | Unknown | Unknown | Direct Drive | N/A
Roof | Adult Services 102 | Exhaust Fan | EF #2 | 2019 | Greenheck | G240VGD | Unknown | Unknown | Direct Drive | N/A
Roof | Meeting Room 125 | Exhaust Fan | EF #3 | 2019 | Greenheck | G183VG | Unknown | Unknown | Direct Drive | N/A
Ceiling | Unknown | Exhaust Fan | EF #4 | 2019 | Greenheck | SPA90130VG | Unknown | Unknown | Direct Drive | N/A
Unknown | Unknown | Exhaust Fan | EF #5 | 2019 | Greenheck | Unknown | Unknown | Unknown | Direct Drive | N/A
Ceiling | Unknown | Exhaust Fan | EF #6 | 2019 | Greenheck | SPA90130VG | Unknown | Unknown | Direct Drive | N/A
Ceiling | Unknown | Exhaust Fan | EF #7 | 2019 | Greenheck | SPA90130VG | Unknown | Unknown | Direct Drive | N/A
Roof | Staff Bathrooms | Exhaust Fan | EF #8 | 2019 | Greenheck | G103VG | Unknown | Unknown | Direct Drive | N/A
Electrical Room | Electrical Room | Exhaust Fan | EF #9 | 2019 | Greenheck | AER520C610VG | Unknown | Unknown | Direct Drive | N/A
Unknown | Unknown | Electric Wall Heater | EWH #1 | 2019 | Markel | AWH4000 | Unknown | Unknown | Direct Drive | N/A
Five Forks Library 2780 Five Forks Road, Lawrenceville GA. 30044
Location | Area Served | Unit Type | Unit # | Year | Make | Model | Serial Number | Filters | Belts | Refrigerant Type
Mechanical Room | Childrens Area | Air Handler Unit | AHU #1 | 2011 | Trane | TWE120D300AB | 12123TMEBA | 4 = 16 X 25 X 1 | AX50 | UnKnown
Ground | Childrens Area | Condenser Unit | CU #1 | 2011 | Trane | TWA120D30RAA | 11383KDG4A | N/A | N/A | 410a
Mechanical Room | Multipurpose room | Air Handler Unit | AHU #2A | 2012 | Trane | GAM5AO60M515AA | 12282JK32V | 20 X 22 X 1 | Direct Drive | UnKnown
Ground | Multipurpose room | Condenser Unit | CU #2A | 2012 | Trane | 4TWA3060A3000CA | 122222T6D4F | N/A | N/A | 410a
Mechanical Room | Lobby/Restrooms | Air Handler Unit | AHU #2B | 2012 | Trane | GAM5AOB36M315AA | 12263T1EAV | 20 X 22 X 1 | Direct Drive | UnKnown
Ground | Lobby/Restrooms | Condenser Unit | CU #2B | 2012 | Trane | 4TWA3036A3000CA | 12274VEK4F | N/A | N/A | 410a
Mechanical Room | Teen Area/Help desk | Air Handler Unit | AHU #3 | 2011 | Trane | TWE0240E300BB | 12105KKEWA | 4 = 16 X 20 X 2 4 = 16 X 25 X 2 | BX58 2 = AX43 | UnKnown
Ground | Teen Area/Help desk | Condenser Unit | CU #3 | 2011 | Trane | TWA240E30RAA | 11362L49TA | N/A | N/A | 410a
Mechanical Room | Events room/quiet room | Air Handler Unit | AHU #4 | 2012 | Trane | TWE180E300AA | 12125T7LWA | 8 = 15 X 20 X 2 | BX58 | UnKnown
Ground | Events room/quiet room | Condenser Unit | CU #4 | 2012 | Trane | TWA180E30RAA | 12113VY2TA | N/A | N/A | 410a
Mechanical Room | Breakroom/Staff area | Air Handler Unit | AHU #5 | UnKnown | Trane | TWE090D300AA | 12125LTRBA | 3 = 16 X 25 X 1 | AX47 | UnKnown
Ground | Breakroom/Staff area | Condenser Unit | CU #5 | 2012 | Trane | TWA090D30RAA | 12135RLTYA | N/A | N/A | 410a
UnKnown | UnKnown | Exhaust Fan | EF-1 | UnKnown | Greenheck | SQ-120-B | UnKnown | UnKnown | Direct Drive | N/A
Bathroom | Toilet | Exhaust Fan | EF-2 | UnKnown | Greenheck | SP-6 | UnKnown | UnKnown | Direct Drive | N/A
Bathroom | Toilet | Exhaust Fan | EF-3 | UnKnown | Greenheck | SP-6 | UnKnown | UnKnown | Direct Drive | N/A
Bathroom | Toilet | Exhaust Fan | EF-4 | UnKnown | Greenheck | SP-6 | UnKnown | UnKnown | Direct Drive | N/A
Janitor Closet | Janitor Closet | Exhaust Fan | EF-5 | UnKnown | Greenheck | SP-127 | UnKnown | UnKnown | Direct Drive | N/A
Mechanical Room | Mechanical Room | Unit Heater | UH #1 | UnKnown | Q-Mark | UnKnown | UnKnown | UnKnown | N/A | N/A
Mechanical Room | Mechanical Room | Unit Heater | UH #2 | UnKnown | Q-Mark | UnKnown | UnKnown | UnKnown | N/A | N/A
IT room | IT room | Mini split air handler | DSSI-1 | Unknown | Mitsubishi | MS-A12WA | 1003360 | WASHABLE FILTER | Direct Drive | N/A
Ground | IT room | Mini split condenser | DSSO-1 | Unknown | Mitsubishi | MU-A12WA-1 | 3105 | N/A | N/A | 410A
Grayson Library 700 Grayson Parkway, Grayson, GA 30017
Location | Area Served | Unit Type | Unit # | Year | Make | Model | Serial Number | Filters | Belts | Refrigerant Type
Mechanical Room | Children's Services | Air Handler Unit | AHU #1 | 2024 | Trane | 2TEC3F60A1000AA | 62535P82V | 20 X 25 X 2 | Direct Drive | 410A
Outside | Children's Services | Heat Pump | HP #1 | 2024 | Trane | 2TTB3060A1000AA | 61370D51F | N/A | N/A | 410A
Mechanical Room | Children's Services | Air Handler Unit | AHU #2 | 2024 | Trane | 2TEC3F60A1000AA | 62337D2V | 20 X 25 X 2 | Direct Drive | 410A
Outside | Children's Services | Heat Pump | HP #2 | 2024 | Trane | 2TTB3060A1000AA | 619450W1F | N/A | N/A | 410A
Mechanical Room | Main Area | Air Handler Unit | AHU #3 | 2024 | Trane | 2TEC3F48A1000AA | 6251H6X2V | 20 X 25 X 2 | Direct Drive | 410A
Outside | Main Area | Heat Pump | HP #3 | 2024 | Trane | 2TTB3048A1000AA | 62015PN4F | N/A | N/A | 410A
Mechanical Room | Adult Services | Air Handler Unit | AHU #4 | 2024 | Trane | 2TEC3F60A1000AA | 623365R2V | 20 X 25 X 2 | Direct Drive | 410A
Outside | Adult Services | Heat Pump | HP #4 | 2024 | Trane | 2TTB3060A1000AA | 61310WD1F | N/A | N/A | 410A
Mechanical Room | Quiet, Study Room | Air Handler Unit | AHU #5 | 2024 | Trane | 2TEC3F18A1000AA | 62925B62V | 20 X 25 X 2 | Direct Drive | 410A
Outside | Quiet, Study Room | Heat Pump | HP #5 | 2024 | Trane | 2TTB3018A1000AA | 60214M55F | N/A | N/A | 410A
Mechanical Room | Adult Services | Air Handler Unit | AHU #6 | 2024 | Trane | 2TEC3F60A1000AA | 6251KDM2V | 20 X 25 X 2 | Direct Drive | 410A
Outside | Adult Services | Heat Pump | CU #6 | 2024 | Trane | 2TTB3060A1000AA | 6273MD41F | N/A | N/A | 410A
Mechanical Room | Service Desk Area | Air Handler Unit | AHU #7 | 2024 | Trane | 2TEC3F60A1000AA | 622705W2V | 2 = 16 X 25 X 2 | Direct Drive | 410A
Outside | Service Desk Area | Heat Pump | HP #7 | 2024 | Trane | 2TTB3060A1000AA | 612K1N1F | N/A | N/A | 410A
Mechanical Room | Main Area | Air Handler Unit | AHU #8 | 2024 | Trane | 2TEC3F60A1000AA | 62535RH2V | 20 X 25 X 2 | Direct Drive | 410A
Outside | Main Area | Heat Pump | HP #8 | 2024 | Trane | 2TTB3060A1000AA | 61056FE1F | N/A | N/A | 410A
Mechanical Room | Lobby | Air Handler Unit | AHU #9 | 2024 | Trane | 2TEC3F60A1000AA | 62535P62V | 20 X 25 X 2 | Direct Drive | 410A
Outside | Lobby | Heat Pump | HP #9 | 2024 | Trane | 2TTB3060A1000AA | 6282LSS1F | N/A | N/A | 410A
Mechanical Room | Conference Room & Breakroom | Air Handler Unit | AHU #11 | 2024 | Trane | 2TEC3F60A1000AA | 62535P92V | 2 = 16 X 25 X 2 | Direct Drive | 410A
Outside | Conference Room & Breakroom | Heat Pump | HP #11 | 2024 | Trane | 2TTB3060A1000AA | 618259W2F | N/A | N/A | 410A
Mechanical Room | Work Room | Air Handler Unit | AHU #12 | 2024 | Trane | 2TEC3F60A1000AA | 62271FY2V | 20 X 25 X 2 | Direct Drive | 410A
Outside | Work Room | Heat Pump | HP #12 | 2024 | Trane | 2TTB3060A1000AA | 6284TGE1F | N/A | N/A | 410A
Mechanical Room | Teen Services | Air Handler Unit | AHU #13 | 2024 | Trane | 2TEC3F60A1000AA | 6253MUS1V | 20 X 25 X 2 | Direct Drive | 410A
Outside | Teen Services | Heat Pump | HP #13 | Unknown | Trane | 2TTB3060A1000AA | 61825552F | N/A | N/A | 410A
Unknown | Unknown | Exhaust Fan | EF #1 | Unknown | Penn Barry | Unknown | Unknown | N/A | Direct Drive | N/A
Unknown | Unknown | Exhaust Fan | EF #2 | Unknown | Penn Barry | Unknown | Unknown | N/A | Direct Drive | N/A
Unknown | Unknown | Exhaust Fan | EF #3 | Unknown | Penn Barry | Unknown | Unknown | N/A | Direct Drive | N/A
Unknown | Unknown | Exhaust Fan | EF #4 | Unknown | Penn Barry | Unknown | Unknown | N/A | Direct Drive | N/A
Unknown | Unknown | Exhaust Fan | EF #5 | Unknown | Penn Barry | Unknown | Unknown | N/A | Direct Drive | N/A
Hamilton Mill Library 3690 Braselton Highway, Dacula GA. 30019
Location | Area Served | Unit Type | Unit # | Year | Make | Model | Serial Number | Filters | Belts | Refrigerant Type
Mechanical Room | Entire Brance | Air Handler Unit | AHU #1 | 2006 | Trane | MCCB030UA0A0UA | K09D83652A | 2 = 12 X 24 X 2 6 = 24 x 24 x 2 2 = 24 x 12 x 12 - 85% Box MERV 13 6 = 24 x 24 x 12 - 85% Box MERV 13 | 5VX740 | 407c
Outside | AHU #1 | Tempered Energy Recovery Unit | TERV-1 | 2006 | Unknown | Unknown | Unknown | Unknown | Unknown | N/A
Outside | Entire Branch | Heat Pump | HP #1 | 2006 | Trane | RHUCC40RB203A0D0000005 | C09D14392 | N/A | N/A | 407c
#121 | #121 | Mini-Split Evaporator | MSE-1 | Unknown | Mitsubishi | Unknown | Unknown | Unknown | Unknown | 410A
Outside | #121 | Mini-Split Condenser | MSC-1 | Unknown | Mitsubishi | Unknown | Unknown | Unknown | Unknown | 410A
In-Line | #113,114,115 | Exhaust Fan | EF #1 | 2006 | Greenheck | Unknown | Unknown | N/A | Direct Drive | N/A
Roof | #122 | Exhaust Fan | EF #2 | 2006 | Greenheck | DX08R | F09YZ06190 | N/A | Direct Drive | N/A
Roof | #122 | Exhaust Fan | EF #3 | 2006 | Greenheck | DX08R | K18A143024 | N/A | Direct Drive | N/A
Roof | Childrens Toilet | Exhaust Fan | EF #4 | 2006 | Greenheck | DX08R | F09YZ06188 | N/A | Direct Drive | N/A
Roof | #112 | Exhaust Fan | EF #5 | 2006 | Greenheck | DX18B | F09XZ89127 | N/A | 4L270 | N/A
#100 | Vestible | Electric Wall Heater | EWH #1 | 2006 | Qmark | G3326TD-RP | Unknown | N/A | N/A | N/A
Mechanical Room #112 | Mechanical Room #112 | Electric Unit Heater | EUH #1 | 2006 | Qmark | G1G5103N | Unknown | N/A | N/A | N/A
Ceiling | Lobby | Powered Induction Unit | PIU #101 | 2006 | Trane | VSEF | Unknown | 16x20x1 | Direct Drive | N/A
Ceiling | Periodicals | Powered Induction Unit | PIU #102 | 2006 | Trane | VSEF0800RKOENONGD2200L0WWD06021W0 | R09H31501 | 20x20x1 | Direct Drive | N/A
Ceiling | Browsing | Powered Induction Unit | PIU #103 | 2006 | Trane | VSEF1400SK0ENONGE22W0L0WWF12021W0 | R09H31504 | 20x20x1 | Direct Drive | N/A
Ceiling | South desk | Powered Induction Unit | PIU #104 | 2006 | Trane | VSEF1400SK0ENONGE22W0L0WWF12021W0 | R09H31502 | 20x20x1 | Direct Drive | N/A
Ceiling | East Adult | Powered Induction Unit | PIU #105 | 2006 | Trane | VSEF | Unknown | 16x20x1 | Direct Drive | N/A
Ceiling | West Adult | Powered Induction Unit | PIU #106A | 2006 | Trane | VSEF | Unknown | 16x20x1 | Direct Drive | N/A
Ceiling | Adult Windows | Powered Induction Unit | PIU #106B | 2006 | Trane | VSEF | Unknown | 16x20x1 | Direct Drive | N/A
Ceiling | Children | Powered Induction Unit | PIU #107A | 2006 | Trane | VSEF | Unknown | 16x20x1 | Direct Drive | N/A
Ceiling | South Windows | Powered Induction Unit | PIU #107B | 2006 | Trane | VSEF1400SK0ENONGE22W0L0WWF11021W0 | R09H31509 | 16x20x1 | Direct Drive | N/A
Ceiling | Children Windows | Powered Induction Unit | PIU #108 | 2006 | Trane | VSEF1400TK0ENONGD22W0L0WWF10021W0 | R09H31505 | 16x20x1 | Direct Drive | N/A
Ceiling | Story | Powered Induction Unit | PIU #109 | 2006 | Trane | VSEF | Unknown | 16x20x1 | Direct Drive | N/A
Ceiling | Quiet Room | Powered Induction Unit | PIU #110 | 2006 | Trane | VPEF | Unknown | 16x20x1 | Direct Drive | N/A
Ceiling | Restrooms | Powered Induction Unit | PIU #113 | 2006 | Trane | VSEF | Unknown | 14x20x1 | Direct Drive | N/A
Ceiling | Work Room | Powered Induction Unit | PIU #116 | 2006 | Trane | VPEF | Unknown | 14x20x1 | Direct Drive | N/A
Ceiling | Corridor | Powered Induction Unit | PIU #119 | 2006 | Trane | VPEF | Unknown | 14x20x1 | Direct Drive | N/A
Ceiling | Conference | Powered Induction Unit | PIU #125 | 2006 | Trane | VPEF | Unknown | 14x20x1 | Direct Drive | N/A
Ceiling | #126 | Powered Induction Unit | PIU #126 | 2006 | Trane | VPEF | Unknown | 14x20x1 | Direct Drive | N/A
Ceiling | Lounge | Powered Induction Unit | PIU #127 | 2006 | Trane | VPEF | Unknown | 14x20x1 | Direct Drive | N/A
Ceiling | #128 | Powered Induction Unit | PIU #128 | 2006 | Trane | VPEF | Unknown | 14x20x1 | Direct Drive | N/A
Ceiling | Electrical Room | Varible Air Volume | VAV-129 | 2006 | Trane | Unknown | Unknown | N/A | Unknown
Mechanical Room | AHU #1 | Humidifier | Humidifier | 2024 | Condair | Condair RS 90 | 2457509 | N/A | N/A | N/A
|  |  | PIU's? | 2006 | Unknown | Unknown | Unknown | Unknown | Unknown | N/A
Hooper Renwick Library 50 Neal Boulevard, Lawrenceville GA. 30046
Location | Area Served | Unit Type | Unit # | Year | Make | Model | Serial Number | Filters | Belts | Refrigerant Type
Second Level Roof | Conference | Roof Top Unit | RTU #1 | 2025 | Trane | YSJ180A4SAM0202E0A201A00001A0000000000D0 | 235110581D | 8 = 20 X 24 X 2 | Driect Drive | 410A
Second Level Roof | Library | Roof Top Unit | RTU #2 | 2025 | Trane | YSJ102A4SAL0402E0A201A00001A0000000000B0 | 235112845L | 2 = 18 X 24 X 2 3 = 16 X 24 X 2 | Driect Drive | 410A
Roof | Exhibit | Roof Top Unit | RTU #3 | 2025 | Trane | YSJ300A4SAM0203E0A201A00001A0000000000D0 | 235110580D | 8 = 20 X 24 X 2 | Driect Drive | 410A
Roof | Exhibit | Roof Top Unit | RTU #4 | 2025 | Trane | YSJ180A4SAL0204E0A201000001A0000000000D0 | 234611777D | 8 = 20 X 24 X 2 | Driect Drive | 410A
#123 | IT Room #123 | Mini-Split Evaporator | MSE #1 | 2025 | Mitsubishi | PKA-A12LA1 | 44M00976 | Washable | N/A | 410A
Roof | IT Room | Mini-Split Condenser | MSC #1 | 2025 | Mitsubishi | PUY-A12NKA7 | 48U35075D | N/A | N/A | 410A
#109 | Electrical Room #109 | Mini-Split Evaporator | MSE #2 | 2025 | Mitsubishi | PKA-A12LA1 | 44M00978 | Washable | N/A | 410A
Second Level Roof | Electrical Room | Mini-Split Condenser | MSC #2 | 2025 | Mitsubishi | PUY-A12NKA7 | 48U34744D | N/A | N/A | 410A
Second Level Roof | General West | Exhaust Fan | Exhaust Fan #1 | 2025 | Cook | 135C17DOR92VF135ACE | 050PK74084-00/0002301 | N/A | Driect Drive | N/A
Roof | General East | Exhaust Fan | Exhaust Fan #2 | 2025 | Cook | 100C17DHVF100ACEH | 050PK74084-00/0003901 | N/A | Driect Drive | N/A
Second Level Roof | Breakroom 307 | Exhaust Fan | Exhaust Fan #3 | 2025 | Cook | 101C17DOR70VF101ACE | 050PK74084-00/0005501 | N/A | Driect Drive | N/A
Roof | A/V 108 | Exhaust Fan | Exhaust Fan #4 | 2025 | Cook | 100SQN17D070VF100SQNEV | 050PK74084-00/0000701 | N/A | Driect Drive | N/A
#125 | Electrical Room | Varible Air Volume | VAV #1 | 2025 | Price | SDV-1-1 | 2048169-011-001 | N/A | N/A | N/A
#125 | Work Room | Varible Air Volume | VAV #2 | 2025 | Price | SDV-1-1 | 2048189-012-001 | N/A | N/A | N/A
#111 | Study A & B | Powered Induction Unit | PIU #1 | 2025 | Price | FDV5-2008 | 2048189-001-001 | 18 X 18 X 1 | N/A | N/A
#112 | Teens | Powered Induction Unit | PIU #2 | 2025 | Price | FDV5-2010 | 2048189-002-001 | 18 X 18 X 1 | N/A | N/A
#115 | Genealogy Room | Powered Induction Unit | PIU #3 | 2025 | Price | FDV5-2010 | 2048189-003-001 | 18 X 18 X 1 | N/A | N/A
#116 | Learning Lab 1 | Powered Induction Unit | PIU #4 | 2025 | Price | FDV5-2010 | 2048189-004-001 | 18 X 18 X 1 | N/A | N/A
#118 | Learning Lab 2 & 3 | Powered Induction Unit | PIU #5 | 2025 | Price | FDV5-2008 | 2048189-005-001 | 18 X 18 X 1 | N/A | N/A
#119 | Conference | Powered Induction Unit | PIU #6 | 2025 | Price | FDV5-2008 | 2048189-006-001 | 18 X 18 X 1 | N/A | N/A
#122 | Branch Supervisor & Manager | Powered Induction Unit | PIU #7 | 2025 | Price | FDV5-2008 | 2048189-007-001 | 18 X 18 X 1 | N/A | N/A
#125 | Work Room | Powered Induction Unit | PIU #8 | 2025 | Price | FDV5-2010 | 2048189-008-001 | 18 X 18 X 1 | N/A | N/A
#130 | Book Return | Powered Induction Unit | PIU #9 | 2025 | Price | FDV5-2010 | 2048189-009-001 | 18 X 18 X 1 | N/A | N/A
#130 | Book Return | Powered Induction Unit | PIU #10 | 2025 | Price | FDV5-2010 | 2048189-010-001 | 18 X 18 X 1 | N/A | N/A
Riser Room 3128 | Riser Room | Electric Unit Heater | EUH #1 | 2025 | TPI | G1G5103N | Unknown | N/A | N/A | N/A
Vestibule 101 | Vestibule 101 | Electric Ceiling Heater | ECH #1 | 2025 | TPI | G3387D-RPT | Unknown | N/A | N/A | N/A
Vestibule 200 | Vestibule 200 | Electric Base Heater | EBH #1 | 2025 | Q-Mark | DBF-PD-50250-ITS-IDS | Unknown | N/A | N/A | N/A
Vestibule 200 | Vestibule 200 | Electric Base Heater | EBH #2 | 2025 | Q-Mark | DBF-PD-5250-ITS-IDS | Unknown | N/A | N/A | N/A
Stairwell ST-1 | Stairwell ST-1 | Electric Wall Heater | EWH #1 | 2025 | Q-Mark | SSAR | Unknown | N/A | N/A | N/A
Lawrenceville Library & HQ 1001 Lawrenceville Highway, Lawrenceville GA. 30045
Location | Area Served | Unit Type | Unit # | Year | Make | Model | Serial Number | Filters | Belts | Refrigerant Type
Roof | Main Area | Roof Top Unit | RTU #1 | 2004 | Lennox | KGA24054B52Y | 5604F07765 | 6 = 24 X 24 X 2 | BX66 | Unknown
Roof | Offices, Front Entry | Roof Top Unit | RTU #2 | 2004 | Lennox | TGA120S2BHIY | 5604C03750 | 4 = 18 X 24 X 2 | A47 | Unknown
Roof | Offices, Staff Entry | Roof Top Unit | RTU #3 | 2004 | Lennox | GCS16-048-120-5Y | 5604B04819 | 20 X 25 X 2 | Direct Drive | Unknown
Roof | Back Area | Roof Top Unit | RTU #4 | 2004 | Lennox | TGA15052BHIY | 5604C00719 | 4 = 18 X 24 X 2 | BX51 | Unknown
Roof | Receiving Area | Roof Top Unit | RTU #5 | 2004 | Lennox | TGA15052BHIY | 5604C00721 | 4 = 18 X 24 X 2 | BX51 | Unknown
Roof | Offices, Training Rooms | Roof Top Unit | RTU #6 | 2002 | Lennox | GCS16-090-200-2Y | 5602L07784 | 4 = 16 X 20 X 2 | AX44 | Unknown
Roof | Book Return Area | Roof Top Unit | RTU #7 | 2002 | Lennox | GCS16-090-200-2Y | 5602L07786 | 4 = 16 X 20 X 2 | AX44 | Unknown
Roof | IT Dept. | Roof Top Unit | RTU #8 | 2009 | Lennox | KGA04854DS1Y | 5609M06840 | 4 = 16 X 20 X 2 | Direct Drive | Unknown
Roof | Center Area | Roof Top Unit | RTU #9 | Unknown | Trane | 2YCC3024A1040AA | 64340L09H | 20 X 25 X 2 | Direct Drive | Unknown
Quiet Room | Quiet Room | Air Handler Unit | AHU #1 | Unknown | Goodman | ARVF486016BA | Unknown | 20 X 25 X 1 | Direct Drive | Unknown
Outside | Quiet Room | Condenser | CU #1 | Unknown | Goodman | GSH130483A0 | 805730491 | N/A | N/A | Unknown
Server Room | Server Room | Air Handler Unit | AHU #2 | Unknown | Liebert | PX018UA1C8A628 | Y17J6S0164 | 2 = 28 X 34 X 2 | Direct Drive | Unknown
Outside | Server Room | Condenser | CU #2 | Unknown | Liebert | MCS028E1YDI500 | Y17JAX0071 | N/A | N/A | Unknown
Server Room | Server Room | Air Handler Unit | AHU #3 (1) | Unknown | Liebert | BU067A-CAEI | 909600-001 | 2 = 14 X 30 X 2 | A40 | Unknown
Outside | Server Room | Condenser | CU #3 (1) | Unknown | Liebert | CSF 083P | 0645C92155 | N/A | N/A | Unknown
Roof | Unknown | Exhaust Fan | EF #1 | Unknown | Penn Barry | XQ94 | N/A | N/A | Direct Drive | N/A
Roof | Unknown | Exhaust Fan | EF #2 | Unknown | Penn Barry | XR94 | N/A | N/A | Direct Drive | N/A
Roof | Unknown | Exhaust Fan | EF #3 | Unknown | Floar | DDAR14B00 | N/A | N/A | Direct Drive | N/A
Lilburn Library & Lilburn City Hall 4817 Church Street, Lilburn GA. 30047
Location | Area Served | Unit Type | Unit # | Year | Make | Model | Serial Number | Filters | Belts | Refrigerant Type
Roof | Library - Counsil | Roof Top Unit | RTU #1 | 2015 | Trane Intellipak | SEHLF704NP44E9AD900100WE0V00A00RT0M8000 | C15M07854 | 5 = 12 X 24 X 22 MERV 13A Camfil - HFESMV13/24/24/22/10 7 = 24 X 24 X 22 MERV 13A Camfil - HFESMV13/24/12/22/5 | 2 = VX830 5 = AX85 | 410A
Roof | City Hall - Lobby | Roof Top Unit | RTU #2 | 2015 | Trane Intellipak | SEHLFM04HP45E6BD900100WE0V00A00RT0M8000 | C15M07855 | 6 = 12 X 24 X 22 MERV 13A Camfil - HFESMV13/24/24/22/10 7 = 24 X 24 X 22 MERV 13A Camfil - HFESMV13/24/12/22/5 | 2 = VX830 5 = AX85 | 410A
Roof | Meeting Room | Roof Top Unit | RTU #3 | 2015 |  | WSC072E4RCAORG1C1000601 | 160612221L |  | AX31 | 410A
Library IT | #165 | Mini-Split Evaporator | MSE #1 | 2015 | Mitsubishi | PKA-A12HA6 | 54A02792C |  | Direct Drive | 410A
Outside | #165 | Mini-Split Condenser | MSC #1 | 2015 | Mitsubishi | PUY-A12NHA6 | 410012858 | N/A | N/A | 410A | 5 = 12 X 24 X 22 MERV 13A
Elevator Room | #140 | Mini-Split Evaporator | MSE #2 | 2015 | Mitsubishi | PKA-A12HA6 | 42A00300A | Washable | Direct Drive | 410A | Camfil - HFESMV13/24/24/22/10
Outside | #140 | Mini-Split Condenser | MSC #2 | 2015 | Mitsubishi | PUV-A12NHA6 | 41V01273B | N/A | N/A | 410A | 7 = 24 X 24 X 22 MERV13A
City Hall - AV | #255 | Mini-Split Evaporator | MSE #3 | 2015 | Mitsubishi | PKA-A12HA6 | 55A03328C | Washable | Direct Drive | 410A | Camfil - HFESMV13/24/12/22/5
Outside | #255 | Mini-Split Condenser | MSC #3 | 2015 | Mitsubishi | PUY-A12NHA6 | 410012788 | N/A | N/A | 410A
Meeting - AV | #108 | Mini-Split Evaporator | MSE #4 | 2015 | Mitsubishi | PKA-A12HA6 | 65408305C | Washable | Direct Drive | 410A
Outside | #108 | Mini-Split Condenser | MSC #4 | 2015 | Mitsubishi | PUV-A12NHA6 | 52A05026A | N/A | N/A | 410A
Main IT | #213 & 214 | Mini-Split Evaporator | MSE #5 | 2023 | Mitsubishi | MPKAA18LATH | 18M02204 | Washable | Direct Drive | 410A
Outside | #213 & 214 | Mini-Split Condenser | MSC #5 | 2023 | Mitsubishi | MPUYA18NKA7 | 27U22960D | N/A | N/A | 410A
Roof | Building | Energy Recovery Unit | ERV #1 | 2015 | Semco | ERVE-20-30L | 14420868 | 12 = 20 X 20 X 2 MERV 7 | AX39 | N/A
Roof | Building | Energy Recovery Unit | ERV #2 | 2015 | Semco | ERVE-55-30L | 14420867 | 12 = 16 X 20 X 2 MERV 7 | BX64 AX55 | N/A
Roof | Building | Energy Recovery Unit | ERV #3 | 2015 | Semco | ERV-10-20L-B | 14420869 | 12 = 16 X 25 X 2 MERV 7 | Direct Drive | N/A
Roof | ERV-1 Exhaust | Exhaust Fan | VE-1 | 2015 | Trane | VC-F | Unknown | N/A | Direct Drive | N/A
Roof | ERV-1 Exhaust | Exhaust Fan | VE-2 | 2015 | Trane | VC-F | Unknown | N/A | Direct Drive | N/A
RR | Child | Exhaust Fan | EF-1 | 2015 | Greenheck | SP-A | Unknown | N/A | Direct Drive | N/A
RR | Chamber | Exhaust Fan | EF-2 | 2015 | Greenheck | SP-A | Unknown | N/A | Direct Drive | N/A
Break Room | Chamber | Exhaust Fan | EF-3 | 2015 | Greenheck | SP-A | Unknown | N/A | Direct Drive | N/A
General Electrical Room | #122 | Exhaust Fan | EF-4 | 2015 | Greenheck | S1-16 | Unknown | N/A | Direct Drive | N/A
General Electrical Room | #122 | Electric Unit Heater | EUH-1 | 2015 | Markel | 5100 | Unknown | N/A | Direct Drive | N/A
Mechanical Room | #171 | Electric Unit Heater | EUH-2 | 2015 | Markel | 5100 | Unknown | N/A | Direct Drive | N/A
Stair #1 | #173 | Electric Wall Heater | EWH-1 | 2015 | Markel | 3320 | Unknown | N/A | Direct Drive | N/A
Stair #2 | #175 | Electric Wall Heater | EWH-2 | 2015 | Markel | 3320 | Unknown | N/A | Direct Drive | N/A
Stair #3 | #176 | Electric Wall Heater | EWH-3 | 2015 | Markel | 3320 | Unknown | N/A | Direct Drive | N/A
Corridor | #117 | Electric Wall Heater | EWH-4 | 2015 | Markel | 3320 | Unknown | N/A | Direct Drive | N/A
Ceiling | Branch | Variable Volume Terminal | V1-1 | 2015 | Trane | VCEF | Unknown | N/A | N/A | N/A
Ceiling | Branch | Variable Volume Terminal | V1-2 | 2015 | Trane | VCEF | Unknown | N/A | N/A | N/A
Ceiling | Branch | Variable Volume Terminal | V1-3 | 2015 | Trane | VCEF | Unknown | N/A | N/A | N/A
Ceiling | Branch | Variable Volume Terminal | V1-4 | 2015 | Trane | VCEF | Unknown | N/A | N/A | N/A
Ceiling | City Hall | Variable Volume Terminal | V2-1 | 2015 | Trane | VCEF | Unknown | N/A | N/A | N/A
Ceiling | City Hall | Variable Volume Terminal | V2-2 | 2015 | Trane | VCEF | Unknown | N/A | N/A | N/A
Ceiling | City Hall | Variable Volume Terminal | V2-3 | 2015 | Trane | VCEF | Unknown | N/A | N/A | N/A
Ceiling | City Hall | Variable Volume Terminal | V2-4 | 2015 | Trane | VCEF | Unknown | N/A | N/A | N/A
Ceiling | City Hall | Variable Volume Terminal | V2-5 | 2015 | Trane | VCEF | Unknown | N/A | N/A | N/A
Ceiling | City Hall | Variable Volume Terminal | V2-6 | 2015 | Trane | VCEF | Unknown | N/A | N/A | N/A
Ceiling | City Hall | Variable Volume Terminal | V2-7 | 2015 | Trane | VCEF | Unknown | N/A | N/A | N/A
Ceiling | City Hall | Variable Volume Terminal | V2-8 | 2015 | Trane | VCEF | Unknown | N/A | N/A | N/A
Ceiling | Branch | Powered Induction Unit | P1-1 Library | 2015 | Trane | VPEF | Unknown | 17x19x1 | N/A | N/A
Ceiling | Branch | Powered Induction Unit | P1-2 | 2015 | Trane | VPEF | Unknown | 17x19x1 | N/A | N/A
Ceiling | Branch | Powered Induction Unit | P1-3 | 2015 | Trane | VPEF | Unknown | 17x19x1 | N/A | N/A
Ceiling | Branch | Powered Induction Unit | P1-4 | 2015 | Trane | VPEF | Unknown | 17x19x1 | N/A | N/A
Ceiling | Branch | Powered Induction Unit | P1-5 | 2015 | Trane | VPEF | Unknown | 17x19x1 | N/A | N/A
Ceiling | Branch | Powered Induction Unit | P1-6 | 2015 | Trane | VPEF | Unknown | 17x19x1 | N/A | N/A
Ceiling | Branch | Powered Induction Unit | P1-7 | 2015 | Trane | VPEF | Unknown | 17x19x1 | N/A | N/A
Ceiling | Branch | Powered Induction Unit | P1-8 | 2015 | Trane | VPEF | Unknown | 17x19x1 | N/A | N/A
Ceiling | Branch | Powered Induction Unit | P1-9 | 2015 | Trane | VPEF | Unknown | 17x19x1 | N/A | N/A
Ceiling | Branch | Powered Induction Unit | P1-10 | 2015 | Trane | VPEF | Unknown | 17x19x1 | N/A | N/A
Ceiling | Branch | Powered Induction Unit | P1-11 | 2015 | Trane | VPEF | Unknown | 17x19x1 | N/A | N/A
Ceiling | Branch | Powered Induction Unit | P1-12 | 2015 | Trane | VPEF | Unknown | 17x19x1 | N/A | N/A
Ceiling | Branch | Powered Induction Unit | P1-13 | 2015 | Trane | VPEF | Unknown | 17x19x1 | N/A | N/A
Ceiling | Branch | Powered Induction Unit | P1-14 | 2015 | Trane | VPEF | Unknown | 17x19x1 | N/A | N/A
Ceiling | Branch | Powered Induction Unit | P1-15 | 2015 | Trane | VPEF | Unknown | 17x19x1 | N/A | N/A
Ceiling | Branch | Powered Induction Unit | P1-16 | 2015 | Trane | VPEF | Unknown | 17x19x1 | N/A | N/A
Ceiling | Branch | Powered Induction Unit | P1-17 | 2015 | Trane | VPEF | Unknown | 17x19x1 | N/A | N/A
Ceiling | Branch | Powered Induction Unit | P1-18 | 2015 | Trane | VPEF | Unknown | 17x19x1 | N/A | N/A
Ceiling | Branch | Powered Induction Unit | P1-19 | 2015 | Trane | VPEF | Unknown | 17x19x1 | N/A | N/A
Ceiling | Branch | Powered Induction Unit | P1-20 | 2015 | Trane | VPEF | Unknown | 17x19x1 | N/A | N/A
Ceiling | City Hall | Powered Induction Unit | P2-1 City Hall | 2015 | Trane | VPEF | Unknown | 17x19x1 | N/A | N/A
Ceiling | City Hall | Powered Induction Unit | P2-2 | 2015 | Trane | VPEF | Unknown | 17x19x1 | N/A | N/A
Ceiling | City Hall | Powered Induction Unit | P2-3 | 2015 | Trane | VPEF | Unknown | 17x19x1 | N/A | N/A
Ceiling | City Hall | Powered Induction Unit | P2-4 | 2015 | Trane | VPEF | Unknown | 17x19x1 | N/A | N/A
Ceiling | City Hall | Powered Induction Unit | P2-5 | 2015 | Trane | VPEF | Unknown | 17x19x1 | N/A | N/A
Ceiling | City Hall | Powered Induction Unit | P2-6 | 2015 | Trane | VPEF | Unknown | 17x19x1 | N/A | N/A
Ceiling | City Hall | Powered Induction Unit | P2-7 | 2015 | Trane | VPEF | Unknown | 17x19x1 | N/A | N/A
Ceiling | City Hall | Powered Induction Unit | P2-8 | 2015 | Trane | VPEF | Unknown | 17x19x1 | N/A | N/A
Ceiling | City Hall | Powered Induction Unit | P2-9 | 2015 | Trane | VPEF | Unknown | 17x19x1 | N/A | N/A
Ceiling | City Hall | Powered Induction Unit | P2-10 | 2015 | Trane | VPEF | Unknown | 17x19x1 | N/A | N/A
Ceiling | City Hall | Powered Induction Unit | P2-11 | 2015 | Trane | VPEF | Unknown | 17x19x1 | N/A | N/A
Ceiling | City Hall | Powered Induction Unit | P2-12 | 2015 | Trane | VPEF | Unknown | 17x19x1 | N/A | N/A
Ceiling | City Hall | Powered Induction Unit | P2-13 | 2015 | Trane | VPEF | Unknown | 17x19x1 | N/A | N/A
Ceiling | City Hall | Powered Induction Unit | P2-14 | 2015 | Trane | VPEF | Unknown | 17x19x1 | N/A | N/A
Ceiling | City Hall | Powered Induction Unit | P2-15 | 2015 | Trane | VPEF | Unknown | 17x19x1 | N/A | N/A
Ceiling | City Hall | Powered Induction Unit | P2-16 | 2015 | Trane | VPEF | Unknown | 17x19x1 | N/A | N/A
Ceiling | City Hall | Powered Induction Unit | P2-17 | 2015 | Trane | VPEF | Unknown | 17x19x1 | N/A | N/A
Ceiling | City Hall | Powered Induction Unit | P2-18 | 2015 | Trane | VPEF | Unknown | 17x19x1 | N/A | N/A
Ceiling | City Hall | Powered Induction Unit | P2-19 | 2015 | Trane | VPEF | Unknown | 17x19x1 | N/A | N/A
Ceiling | City Hall | Powered Induction Unit | P2-20 | 2015 | Trane | VPEF | Unknown | 17x19x1 | N/A | N/A
Ceiling | City Hall | Powered Induction Unit | P2-21 | 2015 | Trane | VPEF | Unknown | 17x19x1 | N/A | N/A
Ceiling | City Hall | Powered Induction Unit | P2-22 | 2015 | Trane | VPEF | Unknown | 17x19x1 | N/A | N/A
Mountain Park Library 1210 Pounds Road S.W., Lilburn GA. 30047
Location | Area Served | Unit Type | Unit # | Year | Make | Model | Serial Number | Filters | Belts | Refrigerant Type
Mechanical Room | Main Area | Air Handler Unit | AHU #1 | 2023 | Trane | TWE18043BAA07BC000 | 23494134WA | 3 = 24 X 24 X 2 | BX59 | Unknown
Ground | Main Area | Heat Pump | HP #1 | 2023 | Trane | TWA180E30RAA | 13184KX0TA | N/A | N/A | Unknown
Mechanical Room | Quiet Room, Work Room, Breakroom | Air Handler Unit | AHU #2 | 2015 | Trane | GAM5B0C60M51SBA | 15104NR1AV | 24X24X2 | Direct Drive | Unknown
Ground | Quiet Room, Work Room, Breakroom | Heat Pump | HP #2 | 2015 | Trane | 4TWR4060D1000AA | 15142KWS2F | N/A | N/A | Unknown
Mechanical Room | Conference Room | Air Handler Unit | AHU #3 | 2019 | Lennox | CBA25UH-024-230-01 | 1519J24680 | 2=16X20X1 | Direct Drive | Unknown
Ground | Conference Room | Heat Pump | HP #3 | 2019 | Lennox | ML14XP1-024-230A01 | 1920F40387 | N/A | N/A | Unknown
Mechanical Room | Mechanical Room | Air Handler Unit | AHU #4 | Unknown | Goodman | ARUF486016CA | 1103635638 | 20X25X1 | Direct Drive | Unknown
Ground | Mechanical Room | Heat Pump | HP #4 | Unknown | Goodman | GSX130603AA | 1012686541 | N/A | N/A | Unknown
Roof | Unknown | Exhaust Fan | EF #1 | Unknown | Penn Barry | Unknown | Unknown | N/A | A26 | N/A
Roof | Unknown | Exhaust Fan | EF #2 | Unknown | Penn Barry | AB35 | Unknown | N/A | A30 | N/A
Norcross Library 6025 Buford Highway, Norcross GA. 30071
Location | Area Served | Unit Type | Unit # | Year | Make | Model | Serial Number | Filters | Belts | Refrigerant Type
Roof | Library & Offices | Roof Top Unit | RTU #1 | 2020 | Trane | YCD420B4M16D3EE4AB0D000HJB | C21A00057 | 16 = 16 X 20 X 4 MERV13 | BX103 | N/A
Roof | Multipurpose | Roof Top Unit | RTU #2 | 2020 | Trane | YHC120F4RLA23G6B | 210414902L | 3 = 20 X 25 X 2 MERV13 2 = 20 X 30 X 2 MERV13 | Direct Drive | N/A
Roof | Library | Roof Top Unit | RTU #3 | 2020 | Trane | YHD150G4RVD42GJ | 210410691D | 4 = 20 X 20 X 2 MERV13 4 = 20 X 25 X 2 MERV13 | BX71 | N/A
Ceiling | Central Adult | Powered Induction Unit | PIU-C1 | 2020 | Titus | DTQP-04 | 21-092437-A011 | 17 X 18 X 1 MERV8 | Direct Drive | N/A
Ceiling | Juvenile Stacks | Powered Induction Unit | PIU-C2 | 2020 | Titus | DTQP-04 | 21-092437-A012 | 17 X 18 X 1 MERV8 | Direct Drive | N/A
Ceiling | Circulation Central | Powered Induction Unit | PIU-C3 | 2020 | Titus | DTQP-04 | 21-092437-A013 | 17 X 18 X 1 MERV8 | Direct Drive | N/A
Ceiling | Central Library | Powered Induction Unit | PIU-C4 | 2020 | Titus | DTQP-04 | 21-092437-A014 | 17 X 18 X 1 MERV8 | Direct Drive | N/A
Ceiling | Story Time | Powered Induction Unit | PIU-C5 | 2020 | Titus | DTQP-04 | 21-092437-A015 | 17 X 18 X 1 MERV8 | Direct Drive | N/A
Ceiling | Work room | Powered Induction Unit | PIU-E1 | 2020 | Titus | DTQP-04 | 21-092437-A016 | 17 X 18 X 1 MERV8 | Direct Drive | N/A
Ceiling | Staff Breakroom | Powered Induction Unit | PIU-E2 | 2020 | Titus | DTQP-03 | 21-092437-A017 | 17 X 18 X 1 MERV8 | Direct Drive | N/A
Ceiling | Learning Lab | Powered Induction Unit | PIU-W1 | 2020 | Titus | DTQP-04 | 21-092437-A018 | 17 X 18 X 1 MERV8 | Direct Drive | N/A
Ceiling | Assistant Manager | Varible Air Volume | VAV-E1 | 2020 | Titus | DESV-06 | A-092437-21 | N/A | Direct Drive | N/A
Ceiling | Conference Room | Varible Air Volume | VAV-E2 | 2020 | Titus | DESV-06 | A-092437-21 | N/A | Direct Drive | N/A
Ceiling | Manager | Varible Air Volume | VAV-E3 | 2020 | Titus | DESV-06 | A-092437-21 | N/A | Direct Drive | N/A
Ceiling | Electrical | Varible Air Volume | VAV-E4 | 2020 | Titus | DESV-06 | A-092437-21 | N/A | Direct Drive | N/A
Ceiling | Restrooms | Varible Air Volume | VAV-E5 | 2020 | Titus | DESV-06 | A-092437-21 | N/A | Direct Drive | N/A
Ceiling | Study A | Varible Air Volume | VAV-W1 | 2020 | Titus | DESV-05 | A-092437-21 | N/A | Direct Drive | N/A
Ceiling | Study B | Varible Air Volume | VAV-W2 | 2020 | Titus | DESV-05 | A-092437-21 | N/A | Direct Drive | N/A
Ceiling | Teen Gaming | Varible Air Volume | VAV-W3 | 2020 | Titus | DESV-05 | A-092437-21 | N/A | Direct Drive | N/A
Ceiling | Learning Lab #2 | Varible Air Volume | VAV-W4 | 2020 | Titus | DESV-05 | A-092437-21 | N/A | Direct Drive | N/A
Ceiling | Learning Lab #3 | Varible Air Volume | VAV-W5 | 2020 | Titus | DESV-05 | A-092437-21 | N/A | Direct Drive | N/A
IT Room | IT Room | Mini-Split Evaporator | MSE-1 | 2020 | Daikin | FTXS24LVJU | E042850 | Washable | Direct Drive | 410A
Roof | IT Room | Mini-Split Condenser | MSC-1 | 2020 | Daikin | RSS24LVJU | E019671 | N/A | Direct Drive | 410A
Electrical Room | Electrical Room #002 | Mini-Split Evaporator | MSE-2 | 2020 | Daikin | FTXS18LVJU | E070339 | Washable | Direct Drive | 410A
Roof | Electrical Room #002 | Mini-Split Condenser | MSC-2 | 2020 | Daikin | RSS18LVJU | E023255 | N/A | Direct Drive | 410A
Elevator Room | Elevator Room #001 | Mini-Split Evaporator | MSE-3 | 2020 | Daikin | FTXS18LVJU | E086123 | Washable | Direct Drive | 410A
Roof | Elevator Room #001 | Mini-Split Condenser | MSC-3 | 2020 | Daikin | RSS18LVJU | E024483 | N/A | Direct Drive | 410A
Roof | Unknown | Exhaust Fan | EF #1 | 2020 | Greenheck | G-90-V6-1-17X | 17579983 | N/A | Direct Drive | N/A
Roof | Unknown | Exhaust Fan | EF #2 | 2020 | Greenheck | G-060-D-1-17 | 17580067 | N/A | Direct Drive | N/A
Roof | Unknown | Exhaust Fan | EF #3 | 2020 | Greenheck | G-070-D-1-17 | 17580110 | N/A | Direct Drive | N/A
Riser Room #003 | Riser Room #003 | Electric Unit Heater | EUH #1 | 2020 | Markel | G1G5105N | 60721-030 | N/A | Direct Drive | N/A
Peachtree Corners Library 5570 Spaldings Drive, Peachtree Corners GA. 30092
Location | Area Served | Unit Type | Unit # | Year | Make | Model | Serial Number | Filters | Belts | Refrigerant Type
Mechanical Room | Branch | Air Handler Unit | AHU #1 | 2017 | Carrier | 40RUAA28T2A5 | 0918U15935 | 4 = 16 X 24 X 2 4 = 16 X 20 X 2 | BX40 | 410A
Roof | Branch | Condenser Unit | CU #1 | 2017 | Carrier | 38APD02554A18020 | 1218Q61647 | N/A | N/A | 410A
/ | Branch | Air Handler Unit | AHU #2 | 2017 | Carrier | 40RUQA16A2A6-0A0A0 | 1018U16231 | 4 = 16 X 24 X 2 4 = 16 X 20 X 2 | BX40 | 410A
Roof | Branch | Condenser Unit | CU #2 | 2017 | Carrier | 38AUQB16A0A5A0CO | 0918P41650 | N/A | N/A | 410A
Roof | Branch | Roof Top Unit | RTU #1 | 2019 | Lennox | ZHB060S4BN | 5619E02482 | 4 = 20 X 20 X 2 | BX49 | 410A
Roof | Branch | Exhaust Fan | EF #1 | N/A | Cook | ACED-90C1DH | 050SC6985 | N/A | Direct Drive | N/A
Roof | Branch | Exhaust Fan | EF #2 | N/A | Cook | 100ACE100C3B | 050S756482 | N/A | 4L200 | N/A
IT Closet | IT Closet | Mini-Split Evaporator | MSE #1 | 2017 | Mitsubishi | PUZ-A24MHA6 | 6XU00415A | Washable | Direct Drive | 410A
Unknown | IT Closet | Mini-Split Condenser | MSC #1 | 2017 | Mitsubishi | PKA-A24KA7 | 62M01340 | N/A | N/A | 410A
Elizabeth Williams Library 2245 Westeria Drive S.W., Snellville GA. 30078
Location | Area Served | Unit Type | Unit # | Year | Make | Model | Serial Number | Filters | Belts | Refrigerant Type
Roof | First Floor | Dedicated Outside Air System | DOAS 1 | 2022 | Samsung | RN-018-3-0-E609-144 | 202203-BNEN24160 | 6 = 16X20X2 3=14X20X2 3= 12X20X2 6=20X25X2 | BX-56 | 410A
Roof | Second Floor | Dedicated Outside Air System | DOAS 2 | 2022 | Samsung | RN-009-3-0-H609-122 | 202303-ANEQ27309 | 4=20X25X2 2=16X20X2 4=12X20X2 | AX-48 | 410A
First Floor | First Floor | 3 x 3 Cassette | AU1-1 | 2022 | Samsung | AM009NNNDCH | 0T8CPALR700197D | N/A | N/A | 410A
First Floor | First Floor | 3 x 3 Cassette | AU1-2 | 2022 | Samsung | AM009NNNDCH | 0T8CPALR700192D | N/A | N/A | 410A
First Floor | First Floor | 3 x 3 Cassette | AU1-2 | 2022 | Samsung | AM024RN4DCH | BCF2P3HRC00021T | N/A | N/A | 410A
First Floor | First Floor | 3 x 3 Cassette | AU1-3 | 2022 | Samsung | AM009NNNDCH | 0T8CPALR700105H | N/A | N/A | 410A
First Floor | First Floor | 3 x 3 Cassette | AU1-4 | 2022 | Samsung | AM009NNNDCH | 0T8CPALR700090L | N/A | N/A | 410A
First Floor | First Floor | 3 x 3 Cassette | AU1-5 | 2022 | Samsung | AM009NNNDCH | 0T8CPALR700196D | N/A | N/A | 410A
First Floor | First Floor | 3 x 3 Cassette | AU1-6 | 2022 | Samsung | AM009NNNDCH | 0T8CPALR700192L | N/A | N/A | 410A
First Floor | First Floor | Concealed Ducted | AU1-7 | 2022 | Samsung | AM009NNNDCH | 0T8CPALR700193L | 14X25X2 | N/A | 410A
First Floor | First Floor | Concealed Ducted | AU1-8 | 2022 | Samsung | AM024ANHDCH | 0T8CPALR300033F | 14X25X2 | N/A | 410A
First Floor | First Floor | 2 x 2 Cassette | AU1-9 | 2022 | Samsung | AM009NNNDCH | 0T8CPALR700096M | N/A | N/A | 410A
First Floor | First Floor | 2 x 2 Cassette | AU1-10 | 2022 | Samsung | AM009NNNDCH | 0T8CPALR700111D | N/A | N/A | 410A
First Floor | First Floor | 2 x 2 Cassette | AU1-11 | 2022 | Samsung | AM009NNNDCH | 0T8CPALR700097A | N/A | N/A | 410A
First Floor | First Floor | 2 x 2 Cassette | AU1-12 | 2022 | Samsung | AM009TNVDCH | 0HLEPDBR00010T | N/A | N/A | 410A
First Floor | First Floor | 2 x 2 Cassette | AU1-13 | 2022 | Samsung | AM009NNNDCH | 0T8CPALR700091X | N/A | N/A | 410A
First Floor | First Floor | 2 x 2 Cassette | AU1-14 | 2022 | Samsung | AM012NNNDCH | 0T7VPAGRB00149L | N/A | N/A | 410A
First Floor | First Floor | 2 x 2 Cassette | AU1-16 | 2022 | Samsung | AM018NNNDCH | 0T7WPAGT100030H | N/A | N/A | 410A
First Floor | First Floor | 2 x 2 Cassette | AU1-17 | 2022 | Samsung | AM009NNNDCH | 0T8CPAGRB00064R | N/A | N/A | 410A
First Floor | First Floor | 2 x 2 Cassette | AU1-19 | 2022 | Samsung | AM012NNNDCH | 0T7VPAGRB00090P | N/A | N/A | 410A
First Floor | First Floor | 2 x 2 Cassette | AU1-20 | 2022 | Samsung | AM012NNNDCH | 0T7VPAGRB00163Z | N/A | N/A | 410A
First Floor | First Floor | 2 x 2 Cassette | AU1-21 | 2022 | Samsung | AM009NNNDCH | 0T8CPALR700015H | N/A | N/A | 410A
First Floor | First Floor | 2 x 2 Cassette | AU1-23 | 2022 | Samsung | AM009NNNDCH | 0T8CPALR700089R | N/A | N/A | 410A
First Floor | First Floor | 2 x 2 Cassette | AU1-24 | 2022 | Samsung | AM009NNNDCH | 0T8CPALR700030N | N/A | N/A | 410A
First Floor | First Floor | Concealed Ducted | AU1-25 | 2022 | Unknown | Unknown | Unknown | 14X20X2 | N/A | 410A
First Floor | First Floor | 2 x 2 Cassette | AU1-26 | 2022 | Samsung | AM018NNNDCH | 0T7WPAGT100014M | N/A | N/A | 410A
First Floor | First Floor | 2 x 2 Cassette | AU1-27 | 2022 | Samsung | AM018NNNDCH | 0T7WPAGRB00056V | N/A | N/A | 410A
First Floor | First Floor | 2 x 2 Cassette | AU1-28 | 2022 | Samsung | AM009NNNDCH | 0T8CPALR700108K | N/A | N/A | 410A
First Floor | First Floor | 2 x 2 Cassette | AU1-29 | 2022 | Samsung | AM009NNNDCH | 0T8CPALR700112W | N/A | N/A | 410A
First Floor | First Floor | 2 x 2 Cassette | AU1-30 | 2022 | Samsung | AM012NNNDCH | 0T7VPAGRB00162W | N/A | N/A | 410A
First Floor | First Floor | 2 x 2 Cassette | AU1-31 | 2022 | Samsung | AM012NNNDCH | 0T7VPAGRB00107K | N/A | N/A | 410A
First Floor | First Floor | 2 x 2 Cassette | AU1-32 | 2022 | Samsung | AM012NNNDCH | 0T7VPAGRB00083Y | N/A | N/A | 410A
First Floor | First Floor | 2 x 2 Cassette | AU1-33 | 2022 | Samsung | AM009NNNDCH | 0T8CPALR700113P | N/A | N/A | 410A
First Floor | First Floor | 2 x 2 Cassette | AU1-34 | 2022 | Samsung | AM012NNNDCH | 0T7VPAGRB00171F | N/A | N/A | 410A
First Floor | First Floor | 2 x 2 Cassette | AU1-35 | 2022 | Samsung | AM009NNNDCH | 0T8CPALR700109F | N/A | N/A | 410A
First Floor | First Floor | 2 x 2 Cassette | AU1-36 | 2022 | Samsung | AM018NNNDCH | 0T7WPAGRB00223V | N/A | N/A | 410A
First Floor | First Floor | 2 x 2 Cassette | AU1-37 | 2022 | Samsung | AM018NNNDCH | 0T7WPAGT100031V | N/A | N/A | 410A
First Floor | First Floor | 2 x 2 Cassette | AU1-38 | 2022 | Samsung | AM009NNNDCH | 0T8CPAGRB00079A | N/A | N/A | 410A
First Floor | First Floor | 2 x 2 Cassette | AU1-39 | 2022 | Samsung | AM009NNNDCH | 0T8CPALR700094W | N/A | N/A | 410A
First Floor | First Floor | 2 x 2 Cassette | AU1-40 | 2022 | Samsung | AM009NNNDCH | 0T8CPALR700026J | N/A | N/A | 410A
First Floor | First Floor | 2 x 2 Cassette | AU1-41 | 2022 | Samsung | AM018NNNDCH | 0T7WPAGT100048J | N/A | N/A | 410A
First Floor | First Floor | 2 x 2 Cassette | AU1-43 | 2022 | Samsung | AM009NNNDCH | OT8CPAGR00164H | N/A | N/A | 410A
First Floor | First Floor | 2 x 2 Cassette | AU1-44 | 2022 | Samsung | AM009NNNDCH | 0T8CPALR700093D | N/A | N/A | 410A
First Floor | First Floor | 3 x 3 Cassette | AU1-45 | 2022 | Samsung | AM024RN4DCH | BCF2P3HRC00010B | N/A | N/A | 410A
First Floor | First Floor | 2 x 2 Cassette | AU1-46 | 2022 | Samsung | AM018NNNDCH | 0T7WPAGT100016Y | N/A | N/A | 410A
First Floor | First Floor | 2 x 2 Cassette | AU1-47 | 2022 | Samsung | AM018NNNDCH | 0T7WPAGRB00153T | N/A | N/A | 410A
First Floor | First Floor | 3 x 3 Cassette | AU1-49 | 2022 | Samsung | AM024RN4DCH | BCF2P3HR600026W | N/A | N/A | 410A
First Floor | First Floor | 3 x 3 Cassette | AU1-50 | 2022 | Samsung | AM024RN4DCH | BCF2P3HRC00025K | N/A | N/A | 410A
First Floor | First Floor | 3 x 3 Cassette | AU1-51 | 2022 | Samsung | AM024RN4DCH | BCF2P3HRC00014Z | N/A | N/A | 410A
First Floor | First Floor | 3 x 3 Cassette | AU1-52 | 2022 | Samsung | AM024RN4DCH | BCF2P3HRC00004J | N/A | N/A | 410A
First Floor | First Floor | 3 x 3 Cassette | AU1-53 | 2022 | Samsung | AM030RN4DCH | BCF3P3HRC00046D | N/A | N/A | 410A
Second Floor | Second Floor | 2 x 2 Cassette | AU2-1 | 2022 | Samsung | AM024ANHDCH | 0VT6PALR300045L | N/A | N/A | 410A
Second Floor | Second Floor | 2 x 2 Cassette | AU2-2 | 2022 | Samsung | SECOND FLOOR | Unknown | N/A | N/A | 410A
Second Floor | Second Floor | Concealed Ducted | AU2-3 | 2022 | Samsung | AM024ANHDCH | 0VT6PALRC00001R | 14X25X2 | N/A | 410A
Second Floor | Second Floor | Wall Mounted | AU2-4 | 2022 | Samsung | AM018NNNDCH | 0T7WPAGT600051M | N/A | N/A | 410A
Second Floor | Second Floor | 2 x 2 Cassette | AU2-5 | 2022 | Samsung | AM030ANHDCH | 0VT7PALT900052Y | N/A | N/A | 410A
Second Floor | Second Floor | 2 x 2 Cassette | AU2-6 | 2022 | Samsung | AM030ANHDCH | 0VT7PALT9000066K | N/A | N/A | 410A
Second Floor | Second Floor | 2 x 2 Cassette | AU2-7 | 2022 | Samsung | AM009TNVDCH | 0HLEPDBRB00012M | N/A | N/A | 410A
Second Floor | Second Floor | 2 x 2 Cassette | AU2-8 | 2022 | Samsung | AM009TNVDCH | 0HLEPDATB00096N | N/A | N/A | 410A
Second Floor | Second Floor | 2 x 2 Cassette | AU2-9 | 2022 | Samsung | AM007TNVDCH | 0HLDPDCT600028E | N/A | N/A | 410A
Second Floor | Second Floor | 2 x 2 Cassette | AU2-10 | 2022 | Samsung | AM007TNVDCH | 0HLDPDCT600025J | N/A | N/A | 410A
Second Floor | Second Floor | 2 x 2 Cassette | AU2-11 | 2022 | Samsung | AM012NNNDCH | 0T7VPAGT700142Y | N/A | N/A | 410A
Second Floor | Second Floor | 2 x 2 Cassette | AU2-12 | 2022 | Samsung | AM007TNVDCH | 0HLDPDCT600017B | N/A | N/A | 410A
Second Floor | Second Floor | 2 x 2 Cassette | AU2-13 | 2022 | Samsung | AM007TNVDCH | 0HLDPDCT600015E | N/A | N/A | 410A
Second Floor | Second Floor | 2 x 2 Cassette | AU2-14 | 2022 | Samsung | AM007TNVDCH | 0HLDPDCT600007W | N/A | N/A | 410A
Second Floor | Second Floor | 2 x 2 Cassette | AU2-15 | 2022 | Samsung | AM012NNNDCH | 0T7VPAGT700124T | N/A | N/A | 410A
Second Floor | Second Floor | 2 x 2 Cassette | AU2-16 | 2022 | Samsung | AM007TNVDCH | 0HLDPDCT600013T | N/A | N/A | 410A
Second Floor | Second Floor | 2 x 2 Cassette | AU2-17 | 2022 | Samsung | AM009TNVDCH | 0HLEPDATB00101N | N/A | N/A | 410A
Second Floor | Second Floor | 2 x 2 Cassette | AU2-18 | 2022 | Samsung | AM009TNVDCH | Unknown | N/A | N/A | 410A
Second Floor | Second Floor | 2 x 2 Cassette | AU2-19 | 2022 | Samsung | AM005TNVDCH | 0HLCPDCT700039V | N/A | N/A | 410A
Second Floor | Second Floor | 2 x 2 Cassette | AU2-20 | 2022 | Samsung | AM005TNVDCH | 0HLCPDCT500145E | N/A | N/A | 410A
Second Floor | Second Floor | Concealed Ducted | AU2-21 | 2022 | Samsung | AM005TNVDCH | 0HLCPDCT500123J | 14X25x2 | N/A | 410A
Second Floor | Second Floor | Concealed Ducted | AU2-22 | 2022 | Samsung | AM005TNVDCH | 0HLCPDCT500121R | 14X25x2 | N/A | 410A
Second Floor | Second Floor | Concealed Ducted | AU2-23 | 2022 | Samsung | AM005TNVDCH | 0HLCPDCT500095V | 14X25X2 | N/A | 410A
Second Floor | Second Floor | Concealed Ducted | AU2-24 | 2022 | Samsung | AM005TNVDCH | 0HLCPDCT500087Z | 14x25X2 | N/A | 410A
Second Floor | Second Floor | Concealed Ducted | AU2-25 | 2022 | Samsung | AM005TNVDCH | 0HLCPDCT700049N | 14X25X2 | N/A | 410A
Second Floor | Second Floor | Concealed Ducted | AU2-26 | 2022 | Samsung | AM005TNVDCH | 0HLCPDBT700050J | 14X25X2 | N/A | 410A
Second Floor | Second Floor | Concealed Ducted | AU2-27 | 2022 | Samsung | AM005TNVDCH | 0HLCPDCT700025X | 14X25X2 | N/A | 410A
Second Floor | Second Floor | Concealed Ducted | AU2-28 | 2022 | Samsung | AM005TNVDCH | 0HLCPDCT700041H | 14X25X2 | N/A | 410A
Second Floor | Second Floor | Wall Mounted | AU2-29 | 2022 | Samsung | AM012TNVDCH | 0HLFPDCT600014B | 14X25X2 | N/A | 410A
Lower Level of Stair | Second Floor | Concealed Ducted | AU2-30 | 2022 | Samsung | AM005TNVDCH | 0HLCPDCT700035T | 14X20X2 | N/A | 410A
Second Floor | Second Floor | 2 x 2 Cassette | AU2-35 | 2022 | Samsung | AM012TNVDCH | 0HLFPDCT600028P | N/A | N/A | 410A
Roof | First Floor | DVM S Outdoor | VRV 1 | 2022 | Samsung | AM0168HXVAJR | B844P3GRC00012K | N/A | N/A | 410A
Roof | First Floor | DVM S Outdoor | VRV 1 | 2022 | Samsung | AM0144FXVAJR | B842P3GT100045J | N/A | N/A | 410A
Roof | First Floor | DVM S Outdoor | VRV 1 | 2022 | Samsung | AM0144FXVAJR | B842P3GT100046L | N/A | N/A | 410A
Roof | First Floor | DVM S Outdoor | VRV 1 | 2022 | Samsung | AM0144FXVAJR | B842P3GT100038T | N/A | N/A | 410A
Roof | Second Floor | DVM S2 Outdoor | VRV 2 | 2022 | Samsung | AM168BXVGJR | BNRJP3GT400024J | N/A | N/A | 410A
Roof | Second Floor | DVM S2 Outdoor | VRV 2 | 2022 | Samsung | AM168BXVGJR | BNRJP3GT400006N | N/A | N/A | 410A
Roof | Second Floor | DVM S2 Outdoor | VRV 2 | 2022 | Samsung | AM0192BXVGJR | BNRNP3AT900005K | N/A | N/A | 410A
Unit in front of mail room | Second Floor | Unknown | Unknown | 2022 | Samsung | AM018KN4DCH | B69ZP3HT500003A | N/A | N/A | 410A
The Austen | Second Floor | Unknown | Unknown | 2022 | Samsung | AM012NNNDCH | 0T7VPAGT700123E | N/A | N/A | 410A
Stairs exit 2 | Second Floor | Unknown | Unknown | 2022 | Samsung | AM009NNNDCH | 0T8CPAGT600073B | N/A | N/A | 410A
Stairs exit 2 hallway | Second Floor | Unknown | Unknown | 2022 | Samsung | AM012TNVDCH | 0HLFPDCT600025E | N/A | N/A | 410A
Historic society unit 1 | Second Floor | Unknown | Unknown | 2022 | Samsung | AM048ANHDCH | 0VT8PALT700013L | N/A | N/A | 410A
Historic society unit 2 | Second Floor | Unknown | Unknown | 2022 | Samsung | AM018NNNDCH | 0T7WPAGT600144f | N/A | N/A | 410A
Historic society closet | Second Floor | Unknown | Unknown | 2022 | Samsung | AM018NNNDCH | 0T7WPAGT600142B | N/A | N/A | 410A
Unit in main loft | Second Floor | Unknown | Unknown | 2022 | Samsung | AM048ANHDCH | 0VT8PALT700061V | N/A | N/A | 410A
Unknown | Second Floor | Unknown | Unknown | 2022 | Samsung | AM048ANHDCH | 0VT8PALT600162Z | N/A | N/A | 410A
Unknown | Unknown | Electric Wall Heater | EWH-1 | 2022 | Markel | 3450 | Unknown | N/A | N/A | N/A
Unknown | Unknown | Electric Wall Heater | EWH-2 | 2022 | Markel | 3450 | Unknown | N/A | N/A | N/A
Suwanee Library 361 Main Street, Suwanee GA. 30024
Location | Area Served | Unit Type | Unit # | Year | Make | Model | Serial Number | Filters | Belts | Refrigerant Type
Mechanical Room | Meeting Room | Fan Coil Unit | FCU #1 | 2024 | Trane | S8X1C100M5PSCB | 2413TT13KG | 2 = 24 X 24 X 2 | A51 | 410A
Roof | Meeting Room | Condenser Unit | CU #1 | 2023 | Trane | 4TTA090043AAA | 23512884YA | N/A | N/A | 410A
Mechanical Room | Offfice | Fan Coil Unit | FCU#2 | 2023 | Trane | 4TTR5024N1000AA | 4TTR5024N1000AA 240742MTF3 | 16 X 25 X 2 | Direct Drive | 410A
Roof | Offfice | Condenser Unit | CU #2 | 2024 | Trane | HSO29-048-10Y | 5804E27858 | N/A | N/A | 410A
Mechanical Room | Offfice | Fan Coil Unit | FCU #3 | 2023 | Trane | S9X1C100M5PSCB | 23231LJ85MF | 16 X 25 X 2 | Direct Drive | 410A
Roof | Office | Condenser Unit | CU #3 | 2024 | Trane | 4TTR5024N1000AA | 240742MTF3 | N/A | N/A | 410A
Mechanical Room | Ofice | Fan Coil Unit | FCU #4 | 2024 | Trane | S9X2D12OUPS | 2413TT19KG | 20 X 25 X 2 | Direct Drive | 410A
Roof | Office | Condenser Unit | CU #4 | 2024 | Trane | 4TTR6060N1000AA | 24043UM7KH | N/A | N/A | 410A
Mechanical Room | Office | Fan Coil | FCU #5 | 2023 | Trane | S9X1B060U4PSB | 23231LJ89MF | 16 X 25 X 2 | Direct Drive | 410A
Roof | Office | Condenser Unit | CU #5 | 2024 | Trane | 4TTR5024N1000AA | 240742KL3F | N/A | N/A | 410A
Mechanical Room | Ofice | Fan Coil Unit | FCU #6 | 2024 | Trane | S9V2C100D4VSA | 241423A4JH | 16 X 25 X 2 | Direct Drive | 410A
Roof | Office | Condenser Unit | CU #6 | 2024 | Trane | 4TTR5036N1000AA | 2412UYD1F | N/A | N/A | 410A
Mechanical Room | Office | Fan Coil Unit | FCU #7 | 2023 | Trane | S9X2D120U5PSB | 232331K6YMF | 20 X 25 X2 | Direct Drive | 410A
Roof | Office | Condenser Unit | CU #7 | 2024 | Trane | 4TTR6050N1000AA | 241525LSKF | N/A | N/A | 410A
Roof | Library | Roof Top Unit | RTU #1 | 2024 | Trane | YSJ120A3SOM | 5604B07273 | 4 = 18 X 24 X 2 | AX46 | 410A
Roof | Library | Roof Top Unit | RTU #2 | 2024 | Trane | YHCO76E3RMA | 5604B07450 | 2 = 16 X 25 \X 2 | AX43 | 410A
Roof | Library | Roof Top Unit | RTU #3 | 2024 | Trane | YHCO76E3RMA | 5604B07451 | 2 = 16 X 25 X 2 | AX43 | 410A
Roof | Library | Roof Top Unit | RTU #4 | 2024 | Trane | YSJ090A35OM | 5604B07264 | 4 = 18 X 24 X 2 | AX46 | 410A
Roof | Restroom | Exhaust Fan | EF #1 | 2024 | Cook | 120C17DEC | 0223CH5232 | N/A | AX47 | N/A
Roof | Restroom | Exhaust Fan | EF #2 | 2024 | Cook | 90C15DH | 0233CD5235 | N/A | Direct Drive | N/A
Roof | Restroom | Exhaust Fan | EF #3 | 2024 | Cook | 90C15DL | 0233CD5239 | N/A | Direct Drive | N/A
Roof | Breakroom | Exhaust Fan | EF #4 | 2024 | Cook | 100C15DM | 0223FD2653 | N/A | Direct Drive | N/A
Mechanical Room | Mechanical Room | Electric Heater | EH #1 | 2024 | Markel | F1F10551005NF2F | 1258987MKL | N/A | Direct Drive | N/A
Mechanical Room | Mechanical Room | Electric Heater | EH #2 | 2024 | Markel | F1F10551005NF2F | 1258986MKL | N/A | Direct Drive | N/A
Unknown | Unknown | Mini-Split Evaporator | MSE #1 | 2024 | Emi | CAH24030000C | 1-03-L-6205-48 | Washable | Direct Drive | 410A
Unknown | Unknown | Mini-Split Condenser | MSC #1 | 2024 | Emi | SHC18DF0000OA | 1-04-D-9238-19 | N/A | Direct Drive | 410A
Unknown | Unknown | Mini-Split Evaporator | MSE #2 | 2024 | Emi | MMSZWR09NAU1 | 17E14089 | Washable | Direct Drive | N/A
Unknown | Unknown | Mini-Split Condenser | MSC #2 | 2024 | Emi | SHC18DF0000OA | 1-04-D-9238-19 | N/A | Direct Drive | N/A
Unknown | Unknown | Mini-Split Evaporator | MSE #3 | 2024 | Mitsubishi | PLA-A24EA7 | 1YM00317 | Washable | Direct Drive | 410A
Unknown | Unknown | Mini-Split Condenser | MSC #3 | 2024 | Mitsubishi | PUZ-A24NHA7 | Unknown | N/A | Direct Drive | 410A
Unknown | Unknown | Mini-Split Evaporator | MSE #4 | 2024 | Mitsubishi | PLA-A24EA7 | 1YM00317 | Washable | Direct Drive | 410A
Unknown | Unknown | Mini-Split Condenser | MSC #4 | 2024 | Mitsubishi | PUZ-Z24NHA7 | 11U24209B | N/A | Direct Drive | 410A

## Police
Bay Creek Precinct 185 Ozora Road, Loganville GA. 30052
Location | Area Served | Unit Type | Unit # | Year | Make | Model | Serial Number | Filters | Belts | Refrigerant Type
Roof | Sgt. Offices | RTU | RTU #1 | 2019 | Trane | YHC036E3RLA15C0C0A106B0B7 | 190611234L | 2 = 20 x 30 x 2 | AX26 | 410A
Roof | LT Offices, Evidence, Intox | RTU | RTU #2 | 2019 | Trane | YHC048E3RLA15C0C0A106B0B7 | 190611658L | 4 = 16 X 25 X 2 | AX29 | 410A
Roof | Executive Conference, CPU | RTU | RTU #3 | 2019 | Trane | YHC036E3RLA15C0C0A106B0B7 | 190611258L | 2 = 20 X 30 X 2 | AX26 | 410A
Roof | Squad Room | RTU | RTU #4 | 2019 | Trane | YHC048E3RLA15C0C0A106B0B7 | 190611863L | 4 = 16 X 25 X 2 | AX29 | 410A
Roof | Break Room | RTU | RTU #5 | 2019 | Trane | YHC048E3RLA15C0C0A106B0B7 | 190611841L | 4 = 16 X 25 X 2 | AX29 | 410A
Roof | Video Room, Interior Area | RTU | RTU #6 | 2019 | Trane | YHC092F3RLA0MC0C0A106B0B7 | 190613314L | 2 = 20 X 25 X 2 | Direct Drive | 410A
Roof | Classroom | RTU | RTU #7 | 2019 | Trane | YHC048E3RLA15C0C0A106B0B7 | 190611951L | 4 = 16 X 25 X 2 | AX29 | 410A
Roof | Fitness Room | RTU | RTU #8 | 2019 | Trane | YHC036E3RLA15C0C0A106B0B7 | 190611282L | 2 = 20 X 30 X 2 | AX26 | 410A
Network Room | Network Room | Mini-Split Evaporator | MSE #1 | 2019 | Mitsubishi | PUY-A12NKA7 | 81A13912B | Washable | N/A | 410A
Outside | Network Room | Mini-Split Condenser | MSC #1 | 2019 | Mitsubishi | PHY-A12HA7 | 63U03168B | N/A | N/A | 410a
Roof | Bathrooms #108 & 109 | Exhaust Fan | EF #1 | 2019 | Greenheck | 120-ACE | 0505H92862-00/0004601 | N/A | Direct Drive | N/A
Roof | Main Electrical #144 | Exhaust Fan | EF #2 | 2019 | Greenheck | 90-ACEM-90C15DM | 0505H92862-00/0005801 | N/A | Direct Drive | N/A
Roof | Exterior Storage #143 | Exhaust Fan | EF #3 | 2019 | Greenheck | 1226-XW 5 12XW526D152 | 0505H92862-00/0000702 | N/A | Direct Drive | N/A
Roof | Mechanical Room #142 | Exhaust Fan | EF #4 | 2019 | Greenheck | 1226-XW 5 12XW526D152 | 0505H92862-00/0004601 | N/A | Direct Drive | N/A
Roof | Bathrooms #103 & 104 | Exhaust Fan | EF #5 | 2019 | Greenheck | Unknown | Unknown | N/A | Direct Drive | N/A
Bay Creek 911 Center 185 Ozora Road, Loganville Ga. 30052
Location | Area Served | Unit Type | Unit # | Year | Make | Model | Serial Number | Filters | Belts | Refrigerant Type
Mechanical Room | Data Center | Air Handler Unit | CRAC #1 | 2019 | Liebert | VS042ADC1E0652A | N19C8E0098 | 4 = 20 X 25 X 4 | Direct Drive | 410A
Ground | Data Center | Condensing Unit | CRACU #1 | 2019 | Liebert | MCS056E8YDK658 | Y19CAX0015 | N/A | N/A | 410A
Mechanical Room | Communications Center | Air Handler Unit | AHU #1 | 2019 | Trane | TWE18043BAA00A | 19195252WA | 8 = 15 X 20 X 2 | BX58 | 410A
Ground | Communications Center | Heat Pump | HP #1 | 2019 | Trane | TWA18043DAB00AR | 19061101TA | N/A | N/A | 410A
Above Ceiling | Office / Breakroom | Air Handler Unit | AHU #2 | 2019 | Trane | TAM4A0A1BS11EDB | 191955XR1V | 16 x 20 x 1 | Direct Drive | 410A
Ground | Office / Breakroom | Heat Pump | HP #2 | 2019 | Trane | 4TWR4018G1000AB | 19222UH5BF | N/A | N/A | 410A
Roof | Men/ Women Bathrooms | Exhaust Fan | EF #1 | 2019 | Unknown | Unknown | Unknown | N/A | Direct Drive | N/A
Police Annex & 911 Center 770 Hi Hope Road, Lawrenceville GA. 30043
Location | Area Served | Unit Type | Unit # | Year | Make | Model | Serial Number | Filters | Belts | Refrigerant Type
Outside | Building | Chiller | Chiller #1 | 2009 | YORK | YCIV0157SA46VABBXTXX | RCVM024765 | N/A | N/A | 134A
Outside | Building | Chiller | Chiller #2 | 2009 | YORK | YCIV0157SA46VABBXTXX | RCVM024764 | N/A | N/A | 134A
Mechanical Room | Main Building | Air Handler Unit | AHU #1 | 2000 | York | Unknown | Unknown | 16 = 24 x 24 x 2 8 = 12 x 24 x 2 | 6 = CX72 | N/A
Mechanical Room | Data Centers | Air Handler Unit | AHU #2 | 2000 | Temptrol | WF-DH4 | T001835-001-00 | 20 x 20 x 2 | Direct Drive | N/A
Mechanical Room | Data Centers | Air Handler Unit | AHU #3 | 2000 | Temptrol | WF-DH3 | T001835-002-00 | 20 x 20 x 2 | Direct Drive | N/A
Mechanical Room | Main Building | Primary Chilled Water Pump | PCWP #1 | 2023 | Armstrong | 01018ET3E215TC | 102331789 | N/A | Direct Drive | N/A
Mechanical Room | Main Building | Primary Chilled Water Pump | PCWP #2 | 2023 | Armstrong | 01018ET3E215TC | 102331784 | N/A | Direct Drive | N/A
Mechanical Room | Main Building | Primary Chilled Water Pump | PCWP #3 | 2023 | Armstrong | 01018ET3E215TC | 102331787 | N/A | Direct Drive | N/A
Mechanical Room | Data Centers | Secondary Chilled Water Pump | DCWP #1 | 2004 | Armstrong | 01518073E254TC | 1004218229 | N/A | Direct Drive | N/A
Mechanical Room | Data Centers | Secondary Chilled Water Pump | DCWP #2 | 2004 | Armstrong | 01518073E254TC | 1004218231 | N/A | Direct Drive | N/A
Mechanical Room | Mechanical Room | Fan Coil Unit | FC #1 | Unknown | Johnson | Unknown | Unknown | 10 x 30 x 1 | Direct Drive | N/A
Vestibule | Vestibule | Fan Coil Unit | FC #2 | Unknown | Johnson | Unknown | Unknown | 10 x 30 x 1 | Direct Drive | N/A
Mechanical Room | Mechanical Room | Heater | UH #1 | Unknown | TPI | P3P5115CA1N | Unknown | N/A | Direct Drive | N/A
Unknown | Rooms $81,84,85,89 & 95 | Exhaust Fan | EF #1 | Unknown | Cook | Unknown | Unknown | N/A | AX40 | N/A
Unknown | Rooms #6,7,14,15,16,18,19,20 & 26 | Exhaust Fan | EF #2 | Unknown | Cook | 1500MX | 0505064945-01 | N/A | AX45 | N/A
Unknown | 911 Call Center | Exhaust Fan | EF #3 | Unknown | Cook | 1200MX | 5056494501 | N/A | AX39 | N/A
Main Mechanical Room | Data Centers | Humidifier | HUM #1 | Unknown | DRI-STEAM | VM99-16 | 11742298-01-02 | N/A | N/A | N/A
Main Mechanical Room | Data Centers | Humidifier | HUM #2 | Unknown | DRI-STEAM | VM99-16 | 11742298-01-01 | N/A | N/A | N/A
Data Centers | Data Centers | Pkg A/C / Fan Coil Unit | PAC #1 | 2009 | Liebert | VS053DMA000306A | C09F8E0159 | 6 = 20 x 25 x 4 | BX50 | Unknown
Outside | Data Centers | Dry Cooler | HP #1 | 2009 | Liebert | CDF205A | 0925C21381 | N/A | N/A | Unknown
Data Centers | Data Centers | Pkg A/C / Fan Coil Unit | PAC #2 | 2009 | Liebert | VS053DMA000306A | C09F8E0158 | 6 = 20 x 25 x 4 | BX50 | Unknown
Outside | Data Centers | Dry Cooler | HP #2 | 2009 | Liebert | CDF205A | 0925C21387 | N/A | N/A | Unknown
Data Centers | Data Centers | Pkg A/C / Fan Coil Unit | PAC #3 | 2009 | Liebert | VS053DMA000306A | C09F8E0140 | 6 = 20 X 25 X 4 | BX50 | Unknown
Outside | Data Centers | Dry Cooler | HP #3 | 2009 | Liebert | CDF205A | 0920C20784 | N/A | N/A | Unknown
Data Centers | Data Centers | Pkg A/C / Fan Coil Unit | PAC #4 | 2009 | Liebert | VS053DMA000306A | C09F8E0139 | 6 = 20 X 25 X 4 | BX50 | Unknown
Outside | Data Centers | Dry Cooler | HP #4 | 2009 | Liebert | CDF205A | 0925C21357 | N/A | N/A | Unknown
Data Centers | Data Centers | Pkg A/C / Fan Coil Unit | PAC #5 | 2009 | Liebert | VS053DMA000306A | C09F8E0138 | 6 = 20 X 25 X 4 | BX50 | Unknown
Outside | Data Centers | Dry Cooler | HP #5 | 2009 | Liebert | CDF205A | 0925C21373 | N/A | N/A | Unknown
Data Centers | Data Centers | Pkg A/C / Fan Coil Unit | PAC #6 | 2009 | Liebert | VS053DMA000306A | C09F8E0141 | 6 = 20 X 25 X 4 | BX50 | Unknown
Outside | Data Centers | Dry Cooler | HP #6 | 2009 | Liebert | CDF205A | 0925C21349 | N/A | N/A | Unknown
Data Centers | Data Centers | Pkg A/C / Fan Coil Unit | PAC #7 | 2009 | Liebert | VS053DMA000305A | C09F8E0118 | 6 = 20 X 25 X 4 | BX50 | Unknown
Outside | Data Centers | Dry Cooler | HP #7 | 2009 | Liebert | CDF308A | 0925C21421 | N/A | N/A | Unknown
Data Centers | Data Centers | Pkg A/C / Fan Coil Unit | PAC #10 | 2009 | Liebert | VS053DMA000305A | C09F8E0107 | 6 = 20 X 25 X 4 | BX50 | Unknown
Outside | Data Centers | Dry Cooler | HP #10 | 2009 | Liebert | CDF308A | 0925C21423 | N/A | N/A | Unknown
Data Centers | Data Centers | Pkg A/C / Fan Coil Unit | PAC #11 | 2009 | Liebert | VS053DMA000305A | C09F8E0104 | 6 = 20 X 25 X 4 | BX50 | Unknown
Outside | Data Centers | Dry Cooler | HP #11 | 2009 | Liebert | CDF308A | 0925C211420 | N/A | N/A | Unknown
Data Centers | Data Centers | Pkg A/C / Fan Coil Unit | PAC #12 | 2009 | Liebert | VS053DMA000305A | C09F8E0106 | 6 = 20 X 25 X 4 | BX50 | Unknown
Outside | Data Centers | Dry Cooler | HP #12 | 2009 | Liebert | CDF308A | 0925C211422 | N/A | N/A | Unknown
Data Centers | Data Centers | Pkg A/C / Fan Coil Unit | PAC #13 | 2009 | Liebert | MMD60E7A00LD | 0925N185710 | 2 = 20 X 20 X 4 | BX50 | Unknown
Outside | Data Centers | Dry Cooler | HP #13 | 2009 | Liebert | PFH067A-AL7 | 0925N185771 | N/A | N/A | Unknown
Data Centers | Data Centers | Pkg A/C / Fan Coil Unit | PAC #14 | 2009 | Liebert | MMD60E7A0060 | 0925N185718 | 2 = 20 X 20 X 4 | BX50 | Unknown
Outside | Data Centers | Dry Cooler | HP #14 | 2009 | Liebert | PFH067A-AL7 | 0925N185742 | N/A | N/A | Unknown
Data Centers | Data Centers | Pkg A/C / Fan Coil Unit | PAC #15 | 2009 | Liebert | MMD60E7A00LD | 0925N185752 | 2 = 20 X 20 X 4 | BX50 | Unknown
Outside | Data Centers | Dry Cooler | HP #15 | 2009 | Liebert | PFH067A-AL7 | N/A | N/A | N/A | Unknown
Room #507 | Room #507 | Powered Induction Unit | TU-01 | 2009 | Unknown | Unknown | Unknown | Unknown | Direct Drive | N/A
Room #510 | Rooms #508,509 & 510 | Powered Induction Unit | TU-02 | 2009 | Unknown | Unknown | Unknown | Unknown | Direct Drive | N/A
Outside of Room #512 | Rooms #510 & 511 | Powered Induction Unit | TU-03 | 2009 | Unknown | Unknown | Unknown | Unknown | Direct Drive | N/A
|  | Powered Induction Unit | TU-04 | 2009 | Unknown | Unknown | Unknown | Unknown | Direct Drive | N/A
|  | Powered Induction Unit | TU-05 | 2009 | Unknown | Unknown | Unknown | Unknown | Direct Drive | N/A
|  | Powered Induction Unit | TU-06 | 2009 | Unknown | Unknown | Unknown | Unknown | Direct Drive | N/A
|  | Powered Induction Unit | TU-07 | 2009 | Unknown | Unknown | Unknown | Unknown | Direct Drive | N/A
|  | Powered Induction Unit | TU-08 | 2009 | Unknown | Unknown | Unknown | Unknown | Direct Drive | N/A
|  | Powered Induction Unit | TU-09 | 2009 | Unknown | Unknown | Unknown | Unknown | Direct Drive | N/A
Conference Room #507 | Conference Room #507 | Powered Induction Unit | TU-10 | 2009 | Unknown | Unknown | Unknown | Unknown | Direct Drive | N/A
Copy Room | Copy Room | Powered Induction Unit | TU-11 | 2009 | Unknown | Unknown | Unknown | Unknown | Direct Drive | N/A
Logging Recorder Room | Logging Recorder Room | Powered Induction Unit | TU-12 | 2009 | Unknown | Unknown | Unknown | Unknown | Direct Drive | N/A
Training Room | Training Room | Powered Induction Unit | TU-13 | 2009 | Unknown | Unknown | Unknown | Unknown | Direct Drive | N/A
Outside of Room #401 | Room #401 | Powered Induction Unit | TU-14 | 2009 | Unknown | Unknown | Unknown | Unknown | Direct Drive | N/A
Room #305 | Hallway | Powered Induction Unit | TU-15 | 2009 | Unknown | Unknown | Unknown | Unknown | Direct Drive | N/A
Room #404 | Room #403 & 404 | Powered Induction Unit | TU-16 | 2009 | Unknown | Unknown | Unknown | Unknown | Direct Drive | N/A
Room #304 | Hallway | Powered Induction Unit | TU-17 | 2009 | Unknown | Unknown | Unknown | Unknown | Direct Drive | N/A
Room #303 | Rooms #303 & 304 | Powered Induction Unit | TU-18 | 2009 | Unknown | Unknown | Unknown | Unknown | Direct Drive | N/A
Copy Room | Copy Room | Powered Induction Unit | TU-19 | 2009 | Unknown | Unknown | Unknown | Unknown | Direct Drive | N/A
Field Support | Field Support | Powered Induction Unit | TU-20 | 2009 | Unknown | Unknown | Unknown | Unknown | Direct Drive | N/A
Public Saftey Apps | Public Saftey Apps | Powered Induction Unit | TU-21 | 2009 | Unknown | Unknown | Unknown | Unknown | Direct Drive | N/A
IT Desktop | IT Desktop | Powered Induction Unit | TU-22 | 2009 | Unknown | Unknown | Unknown | Unknown | Direct Drive | N/A
Polygraph | Polygraph | Powered Induction Unit | TU-23 | 2009 | Unknown | Unknown | Unknown | Unknown | Direct Drive | N/A
Room #211 | Room #211 | Powered Induction Unit | TU-24 | 2009 | Unknown | Unknown | Unknown | Unknown | Direct Drive | N/A
Room #206 | Room #206 | Powered Induction Unit | TU-25 | 2009 | Unknown | Unknown | Unknown | Unknown | Direct Drive | N/A
Room #205 | Room #205 | Powered Induction Unit | TU-26 | 2009 | Unknown | Unknown | Unknown | Unknown | Direct Drive | N/A
Room #204 | Hallway | Powered Induction Unit | TU-27 | 2009 | Unknown | Unknown | Unknown | Unknown | Direct Drive | N/A
Room #203 | Rooms #203,204 & 205 | Powered Induction Unit | TU-28 | 2009 | Unknown | Unknown | Unknown | Unknown | Direct Drive | N/A
Office of Proffesional Standards | Office of Proffesional Standards | Powered Induction Unit | TU-29 | 2009 | Unknown | Unknown | Unknown | Unknown | Direct Drive | N/A
Office of Proffesional Standards | Office of Proffesional Standards | Powered Induction Unit | TU-30 | 2009 | Unknown | Unknown | Unknown | Unknown | Direct Drive | N/A
Room #086 | Rooms #086 & 090 | Powered Induction Unit | TU-31 | 2009 | Unknown | Unknown | Unknown | Unknown | Direct Drive | N/A
Hallway | Hallway | Powered Induction Unit | TU-32 | 2009 | Unknown | Unknown | Unknown | Unknown | Direct Drive | N/A
Data Room South | Data Room South | Powered Induction Unit | TU-33 | 2009 | Unknown | Unknown | Unknown | Unknown | Direct Drive | N/A
Technology Support Unit | Files | Powered Induction Unit | TU-34 | 2009 | Unknown | Unknown | Unknown | Unknown | Direct Drive | N/A
Technology Support Unit | Technology Support Unit | Powered Induction Unit | TU-35 | 2009 | Unknown | Unknown | Unknown | Unknown | Direct Drive | N/A
Technology Support Unit | Technology Support Unit | Powered Induction Unit | TU-36 | 2009 | Unknown | Unknown | Unknown | Unknown | Direct Drive | N/A
Office of Proffesional Standards | Office of Proffesional Standards | Powered Induction Unit | TU-37 | 2009 | Unknown | Unknown | Unknown | Unknown | Direct Drive | N/A
Breakroom | Breakroom | Powered Induction Unit | TU-38 | 2009 | Unknown | Unknown | Unknown | Unknown | Direct Drive | N/A
Womens Locker | Telecom | Powered Induction Unit | TU-39 | 2009 | Unknown | Unknown | Unknown | Unknown | Direct Drive | N/A
Womens Locker | Women/Men Restroom | Powered Induction Unit | TU-40 | 2009 | Unknown | Unknown | Unknown | Unknown | Direct Drive | N/A
S.A.C.R.C | S.A.C.R.C | Powered Induction Unit | TU-41 | 2009 | Unknown | Unknown | Unknown | Unknown | Direct Drive | N/A
Break Out 4A | Break Out 4A | Powered Induction Unit | TU-42 | 2009 | Unknown | Unknown | Unknown | Unknown | Direct Drive | N/A
Break Out 4A | EOC | Powered Induction Unit | TU-43 | 2009 | Unknown | Unknown | Unknown | Unknown | Direct Drive | N/A
Break Out 3A & 3B | Break Out 3A & 3B | Powered Induction Unit | TU-44 | 2009 | Unknown | Unknown | Unknown | Unknown | Direct Drive | N/A
Women Restroom | Women/Men Restroom | Powered Induction Unit | TU-45 | 2009 | Unknown | Unknown | Unknown | Unknown | Direct Drive | N/A
Break Out 2A | Break Out 2A | Powered Induction Unit | TU-46 | 2009 | Unknown | Unknown | Unknown | Unknown | Direct Drive | N/A
Room #701 | Parallel Switch Gear | Powered Induction Unit | TU-47 | 2009 | Unknown | Unknown | Unknown | Unknown | Direct Drive | N/A
Break Out 2B | Break Out 2B | Powered Induction Unit | TU-48 | 2009 | Unknown | Unknown | Unknown | Unknown | Direct Drive | N/A
Break Out 2A | Break Out 2A & 701 | Powered Induction Unit | TU-49 | 2009 | Unknown | Unknown | Unknown | Unknown | Direct Drive | N/A
Room #704 | Room #704 | Powered Induction Unit | TU-50 | 2009 | Unknown | Unknown | Unknown | Unknown | Direct Drive | N/A
Room #705 | Conference Room #507 | Powered Induction Unit | TU-51 | 2009 | Unknown | Unknown | Unknown | Unknown | Direct Drive | N/A
Reception | Reception | Powered Induction Unit | TU-52 | 2009 | Unknown | Unknown | Unknown | Unknown | Direct Drive | N/A
Tele Serve | Tele Serve | Powered Induction Unit | TU-53 | 2009 | Unknown | Unknown | Unknown | Unknown | Direct Drive | N/A
Tele Serve | Tele Serve | Powered Induction Unit | TU-54 | 2009 | Unknown | Unknown | Unknown | Unknown | Direct Drive | N/A
Tele Serve | Supervisor | Powered Induction Unit | TU-55 | 2009 | Unknown | Unknown | Unknown | Unknown | Direct Drive | N/A
Communications Division | Room #402 | Powered Induction Unit | TU-56 | 2009 | Unknown | Unknown | Unknown | Unknown | Direct Drive | N/A
Mechanical Room | Building | Expansion Tank | 1 | 2007 | Manchester | 302763 | 165730 | N/A | N/A | N/A
Police Aviation Hanger, 600 Brisco Blvd. Lawrenceville, GA 30046
Location | Area Served | Unit Type | Unit # | Year | Make | Model | Serial Number | Filters | Belts | Refrigerant Type
Hanger | Hanger | Gas Unit Heater | GUH #1 | Unknown | Sterling | TF-200 | Unknown | N/A | Direct Drive | N/A
Hanger | Hanger | Gas Unit Heater | GUH #2 | Unknown | Sterling | TF-200 | Unknown | N/A | Direct Drive | N/A
Hanger | Hanger | Gas Unit Heater | GUH #3 | Unknown | Sterling | TF-200 | Unknown | N/A | Direct Drive | N/A
Hanger | Hanger | Gas Unit Heater | GUH #4 | Unknown | Sterling | TF-200 | Unknown | N/A | Direct Drive | N/A
Hanger | Hanger | Fan | Fan #1 | Unknown | Jenco | LC48-1.5-E | 84557-4 | N/A | AX54 | N/A
Hanger | Hanger | Damper | Damper #1 | Unknown | United Enertech | CD-110 | 84557-1 | N/A | AX54 | N/A
Hanger | Hanger | Fan | Fan #2 | Unknown | Jenco | LC48-1.5-E | 84557-3 | N/A | AX54 | N/A
Hanger | Hanger | Damper | Damper #2 | Unknown | United Enertech | CD-110 | 84557-2 | N/A | AX54 | N/A
Hanger | Hanger | Fan | Fan #3 | Unknown | Jenco | LC48-1.5-E | Unknown | N/A | Direct Drive | N/A
Hanger | Hanger | Damper | Damper #3 | Unknown | United Enertech | CD-110 | Unknown | N/A | Direct Drive | N/A
Hanger | Hanger | Fan | Fan #4 | Unknown | Jenco | LC48-1.5-E | Unknown | N/A | Direct Drive | N/A
Hanger | Hanger | Damper | Damper #4 | Unknown | United Enertech | CD-110 | Unknown | N/A | Direct Drive | N/A
Unknown | Unknown | Mini-Split Evaporator | MSE #1 | Unknown | Mitsubishi | MMSZGL12NAU1 | Unknown | Washable | N/A | Unknown
Unknown | Unknown | Mini-Split Condenser | MSC #1 | Unknown | Mitsubishi | MMXZC20NA2U1 | Unknown | N/A | N/A | Unknown
Police Central Pecinct 3125 Satellite Blvd., Duluth GA. 30096
Location | Area Served | Unit Type | Unit # | Year | Make | Model | Serial Number | Filters | Belts | Refrigerant Type
Roof | Lobby | Roof Top Unit | RTU #1 | 2017 | Trane | YZC060E3RLA06H6C0A106 | 1734126637L | 4 = 16 X 25 X 2 | Direct Drive | 410A
Roof | Classroom, Breakroom | Roof Top Unit | RTU #2 | 2017 | Carrier | 48TCDA05A2A5A | 1216C83977 | 2 = 16 X 25 X 2 | AX40 | 410A
Roof | Front Offices | Roof Top Unit | RTU #3 | 2017 | Trane | YZC036E3RLA2Y5G | 173411849L | 2 = 20 X 30 X 2 | Direct Drive | 410A
Roof | Fitness Room | Roof Top Unit | RTU #4 | 2017 | Trane | YZC048F3RLA06 | 173412624L | 4 = 16 X 25 X 2 | Direct Drive | 410A
Roof | Back Left Offices | Roof Top Unit | RTU #5 | 2017 | Trane | YZC036E3RLA06 | 173411899L | 2 = 20 X 30 X 2 | Direct Drive | 410A
Roof | Tactical Room, Video Room, Intox | Roof Top Unit | RTU #6 | 2017 | Trane | 4YCY5024A1060AB | 173513915L | 16 X 25 X 1 | Direct Drive | 410A
Roof | Squad Room, Conference Room | Roof Top Unit | RTU #7 | 2017 | Trane | YZC060E3RLA2Y | 173412631L | 4 = 16 X 25 X 2 | Direct Drive | 410A
Roof | Detectives area, Interview Rooms | Roof Top Unit | RTU #8 | 2017 | Trane | YZC090F3RLA | 173413537L | 4 = 20 X 25 X 2 | Direct Drive | 410A
Ceiling | Bathroom | Exhaust Fan | EF #1 | Unknown | Greenheck | SP-7 | Unknown | N/A | Direct Drive | N/A
Ceiling | Bathroom | Exhaust Fan | EF #2 | Unknown | Greenheck | SP-7 | Unknown | N/A | Direct Drive | N/A
Roof | Locker Rooms | Exhaust Fan | EF #3 | Unknown | Greenheck | 140-B | Unknown | N/A | 4L230 | N/A
Roof | Unknown | Exhaust Fan | EF #4 | Unknown | Greenheck | G-70-B | Unknown | N/A | Direct Drive | N/A
Police Training Complex - Driving Range Building 854 Winder Highway, Lawrenceville GA. 30045
Location | Area Served | Unit Type | Unit # | Year | Make | Model | Serial Number | Filters | Belts | Refrigerant Type
Ground | Driving Building | Package Unit | Package #1 | 2017 | Lennox | LCH048S4TN3G | 5617H06462 | 4 = 16 X 20 X 2 | AX39 | 410A
Police East Precinct 2273 Alcovy Road, Dacula GA. 30019
Location | Area Served | Unit Type | Unit # | Year | Make | Model | Serial Number | Filters | Belts | Refrigerant Type
Mechanical Room | WSHP | Gas Fired Boiler | Boiler #1 | 2006 | RayPak | H3-0322 | 62246804 | N/A | Direct Drive | N/A
Catwalk | Back Left Offices | Water Source Heatpump | WSHP #1 | 2006 | Carrier | 50RHR036ECC51130 | 0506V25776 | 18 X 24 X 1 | Direct Drive | 22
Catwalk | Classroom | Water Source Heatpump | WSHP #2 | 2006 | Carrier | 50RHR036ECC51130 | 0506V25922 | 18 X 24 X 1 | Direct Drive | 22
Catwalk | AIU Area | Water Source Heatpump | WSHP #3 | 2006 | Carrier | 50RHR036ECC51130 | 0506V25767 | 2 = 18 X 20 X 1 | Direct Drive | 22
Catwalk | Front Lobby | Water Source Heatpump | WSHP #4 | 2006 | Carrier | 50RHR019ECC31130 | 0506V25885 | 16 X 20 X 1 | Direct Drive | 22
Catwalk | Special Operations | Water Source Heatpump | WSHP #5 | 2006 | Carrier | 50RHR036SCC51130 | 0506V25920 | 18 X 24 X 1 | Direct Drive | 22
Catwalk | Back Offices | Water Source Heatpump | WSHP #6 | 2006 | Carrier | 50RHR019BCC31130 | 0506V25884 | 16 X 20 X 1 | Direct Drive | 22
Catwalk | Unknown | Water Source Heatpump | WSHP #7 | 2006 | Carrier | 50RHR030ECC51130 | 0506V25913 | 18 X 24 X 1 | Direct Drive | 22
Catwalk | Middle Offices | Water Source Heatpump | WSHP #8 | 2006 | Carrier | 50RHR060SCC50130 | 0506V25771 | 20 X 25 X 1 16 X 20 X 1 | Direct Drive | 22
Catwalk | Fitness Room | Water Source Heatpump | WSHP #9 | 2006 | Carrier | 50RHR024BCC51130 | 0506V25888 | 16 X 20 X 1 | Direct Drive | 22
Catwalk | Reception Area, Bathrooms | Water Source Heatpump | WSHP #10 | 2006 | Carrier | 50RHR048SCC50130 | 0206V25167 | 18 X 20 X 1 | Direct Drive | 22
Catwalk | SWAT, DUI Area | Water Source Heatpump | WSHP #11 | 2006 | Carrier | 50RHR036ZCC51130 | 0506V25917 | 18 X 24 X 1 | Direct Drive | 22
Outside | Building | Cooling Tower | CT #1 | 2025 | Baltimore | BAC 301308 | U1357959902-01-01 | N/A | Banded V-Belt 2/B88 | N/A
Cooling tower | Cooling Tower | Cooling Tower Pump | CT PUMP #2 | 2025 | Baltimore | BAC 301308 | 2025-10-09 | N/A | N/A | N/A
Cooling tower | Cooling Tower | Cooling Tower pump motor | CT Pump motor | 2025 | Baltimore | 300553 | 250333147 | N/A | N/A | N/A
Mechanical Room | Building | Condenser water pump | P-2 | 2006 | Taco | Unknown | Unknown | N/A | N/A | N/A
Mechanical Room | Building | Condenser water pump motor | CWPM | 2006 | WEG | Unknown | Unknown | N/A | N/A | N/A
Mechanical Room | Building | Boiler Pump | P-3 | Unknown | Taco | Unknown | Unknown | N/A | N/A | N/A
Communications Room | Communications Room | Mini-Split Evaporator | MSE #1 | 2005 | Mitsubishi | M309TW | 5003286 | Washable | Direct Drive | Unknown
Outside | Communications Room | Mini-Split Condenser | MSC #1 | 2005 | Mitsubishi | MU9TW | 5002690 | N/A | N/A | Unknown
Mechanical Room | Bathrooms | Exhaust Fan | EF #1 | Unknown | Unknown | Unknown | Unknown | N/A | AX48 | N/A
Mechanical Room | Mechanical Room | Exhaust Fan | EF #2 | Unknown | Unknown | 120SW12S15D | 050S879564-00/0002101 | N/A | Direct Drive | N/A
Electrical Room | Electrical Room #143 | Exhaust Fan | EF #3 | Unknown | Unknown | 100SW10615D | 050S879564-00/0003501 | N/A | Direct Drive | N/A
Above Corridor | Building | Supply Fan | SF #1 | Unknown | Unknown | Unknown | Unknown | N/A | AX44 | N/A
Police Training Complex- Firing Range 854 Winder Highway, Lawrenceville GA. 30045
Location | Area Served | Unit Type | Unit # | Year | Make | Model | Serial Number | Filters | Belts | Refrigerant Type
Upper Mechanical Room | Upper Mechanical Room | Fan Coil Unit | FCU #1 | 2006 | McQuay | LAH007ADH | TLNU060100188 | 2 = 24 X 24 X 2 | AX40 | N/A
Upper Mechanical Room | Upper Mechanical Room | Fan Coil Unit | FCU #2 | 2006 | McQuay | D007W1W4010 | TLNU060100186 | 2 = 24 X 24 X 2 | AX40 | N/A
Upper Mechanical Room | Upper Mechanical Room | Fan Coil Unit | FCU #3 | 2006 | McQuay | LAH007ADH | TLNU060100185 | 2 = 24 X 24 X 2 | AX40 | N/A
Upper Mechanical Room | Upper Mechanical Room | Fan Coil Unit | FCU #4 | 2006 | McQuay | D007YYW10202YMHI | TLNU060100187 | 2 = 24 X 24 X 2 | AX40 | N/A
Upper Mechanical Room | Unknown | Air Handler Unit | AHU #5A | Unknown | Webco | E-CUS-52-HW-1267 | Unknown | 48 = 24 X 24 X 4 18 = 24 X 24 X 2 18 = 24 X 24 X 11.5 HEPA 18 = 24 X 24 X 22 Bag Filter | Direct Drive | N/A
Upper Mechanical Room | Unknown | Air Handler Unit | AHU #5B | Unknown | Webco | E-CUS-52-HW-1267 | Unknown | 48 = 24 X 24 X 4 18 = 24 X 24 X 2 18 =24 X 24 X 11.5 HEPA 18 = 24 X 24 X 22 Bag Filter | Direct Drive | N/A
Upper Mechanical Room | Unknown | Air Handler Unit | AHU #7 | 2005 | Webco | E-CUS-35-HW-1719 | 5123-10/18/05 | 48 = 24 X 24 X 4 18 = 24 X 24 X 2 18 = 24 X 24 X 11.5 HEPA 6 = 24 X 12 X 11.5 HEPA | Direct Drive | N/A
Upper Mechanical Room | Unknown | Air Handler Unit | AHU #8 | 2005 | McQuay | CAH017GDAC | FB0U051201325 | 6 = 24 X 24 X 4 | 2 = BX40 BX42 | N/A
Upper Mechanical Room | Firing Range building | Gas Fired Boiler | Boiler #1 | 2021 | RBI | MB-2500 | 032187809 | WATER TUBE | N/A | N/A
Upper Mechanical Room | Firing Range building | Gas Fired Boiler | Boiler #2 | 2021 | RBI | MB-2500 | 032187819 | WATER TUBE | N/A | N/A
Upper Mechanical Room | N/A | Secondary Chilled water Pump | PUMP CHWS #1 | 2021 | Taco | Unknown | Unknown | 600 GPM | N/A | N/A
Upper Mechanical Room | N/A | Secondary Chilled water Pump | PUMP CHWS #2 | 2021 | Taco | Unknown | Unknown | 600 GPM | N/A | N/A
Upper Mechanical Room | N/A | Primary Hot Water Pump | PUMP HWC #1 | 2021 | Taco | Unknown | Unknown | 140 GPM | N/A | N/A
Upper Mechanical Room | N/A | Primary Hot Water Pump | PUMP HWC #2 | 2021 | Taco | Unknown | Unknown | 140 GPM | N/A | N/A
Upper Mechanical Room | N/A | Primary Hot Water Pump | PUMP HWC #3 | 2021 | Taco | Unknown | Unknown | 140 GPM | N/A | N/A
Upper Mechanical Room | N/A | Secondary Hot Water Pump | PUMP HWS #1 | 2021 | Taco | Unknown | Unknown | 235 GPM | N/A | N/A
Upper Mechanical Room | N/A | Secondary Hot Water Pump | PUMP HWS #2 | 2021 | Taco | Unknown | Unknown | 235 GPM | N/A | N/A
Unknown | Unknown | Exhaust Fan | EF #5 | Unknown | Unknown | FIRST FLOOR RESTROOMS | INLINE CENTRIFUGAL | 725 CFM | N/A | N/A
Unknown | Unknown | Exhaust Fan | EF #6 | Unknown | Unknown | GUN CLEANING #1 | INLINE CENTRIFUGAL | 480 CFM | N/A | N/A
Unknown | Unknown | Exhaust Fan | EF #7 | Unknown | Unknown | GUN CLEANING #2 | INLINE CENTRIFUGAL | 390 CFM | N/A | N/A
Unknown | Unknown | Exhaust Fan | EF #8 | Unknown | Unknown | GUN CLEANING #3 | INLINE CENTRIFUGAL | 270 CFM | N/A | N/A
Unknown | Unknown | Exhaust Fan | EF #9 | Unknown | Unknown | SECOND FLOOR RESTROOM | CENTRIFUGAL CEILING CABINET | 75 CFM | N/A | N/A
Unknown | Unknown | Exhaust Fan | EF #10 | Unknown | Unknown | MAIN ELECTRICAL | CENTRIFUGAL CEILING CABINET | 160 CFM | N/A | N/A
Unknown | Unknown | Exhaust Fan | EF #11 | Unknown | Unknown | RANGE #1 ELECTRICAL ROOM | CENTRIFUGAL CEILING CABINET | 160 CFM | N/A | N/A
Unknown | Unknown | Exhaust Fan | EF #12 | Unknown | Unknown | RANGE #2 ELECTRICAL ROOM | CENTRIFUGAL CEILING CABINET | 160 CFM | N/A | N/A
Unknown | Unknown | Exhaust Fan | EF #13 | Unknown | Unknown | RANGE #3 ELECTRICAL ROOM | CENTRIFUGAL CEILING CABINET | 160 CFM | N/A | N/A
Unknown | Unknown | Unknown | PIU's? | Unknown | Unknown | Unknown | Unknown | Unknown | Unknown | N/A
Special Ops & K-9 854 Winder Highway, Lawrenceville GA. 30045
Location | Area Served | Unit Type | Unit # | Year | Make | Model | Serial Number | Filters | Belts | Refrigerant Type
Roof | Kennel | Roof Top Unit | RTU #1 | 2025 | Trane | OABD072E4-D1B401JE-A1B00AF0004000E0C1A0 | OA365929-1-1 | 2 = 20 x 24 x 2 2 = 20 x 24 x 4 | Direct Drive | Unknown
Roof | K9 Open Offices | Roof Top Unit | RTU #2 | 2025 | Trane | DHC036H4RLB2F00D1A1A6000E0000F0000000000 | 244114566L | 2 = 20 X 35 X 2 | Direct Drive | Unknown
Roof | Offices | Roof Top Unit | RTU #3 | 2025 | Trane | DHC092H4RLA2F00D1A1B600CE0000D0000000000 | 244111066L | 4 = 20 x 25 x 2 | Direct Drive | Unknown
Roof | Classroom | Roof Top Unit | RTU #4 | 2025 | Trane | DHC048H4RLA2F00D1A1A6000E0000C0000000000 | 244010171L | 4 = 16 x 25 x 2 | Direct Drive | Unknown
Roof | Equipment Rooms, Armory | Roof Top Unit | RTU #5 | 2025 | Trane | YHC047E4RLA2FG0D1A1A6B0CE0000C0000000000 | 244110129L | 4 = 16 x 25 x 2 | Direct Drive | Unknown
Roof | Building | ERV | TERV #1 | 2025 | Trane | OADG012C3-DAB10AE00-E1ACC3AE3-21B20D03B-A00C03000-AA1A00000-00AK00000 | OA365929-2-1 | 12 = 20 X 20 X 2 6 = 18 X 24 X 2 | Direct Drive | Unknown
Electrical Room #130 | Electrical Room #130 | Mini-Split Evaporator | MSE #1 | 2025 | Mitsubishi | PKA-A12LA1 | 48M06797 | Washable | Direct Drive | Unknown
Roof | Electrical Room #130 | Mini-Split Condenser | MSC #1 | 2025 | Mitsubishi | PUZ-A12NKA7 | 4YU26648A | N/A | N/A | Unknown
IT Room #113 | IT Room #113 | Mini-Split Evaporator | MSE #2 | 2025 | Mitsubishi | PKA-A12LA1 | 48M06804 | Washable | Direct Drive | Unknown
Roof | IT Room #113 | Mini-Split Condenser | MSC #2 | 2025 | Mitsubishi | PUZ-A12NKA7 | 4YU26655A | N/A | N/A | Unknown
Roof | Kennel | Exhaust Fan | Exhaust Fan #1 | 2025 | Greenheck | CUE-120-4-VG-1-19-X | 25299643 | N/A | Direct Drive | N/A
Bay | Bay | Heater | Bay Unit Heater #1 | 2025 | Modine | PTC1358S0111SBAC | 430100170934245796 | N/A | Direct Drive | N/A
Bay | Bay | Heater | Bay Unit Heater #2 | 2025 | Modine | PTC1358S0111SBAC | 430100170934245797 | N/A | Direct Drive | N/A
Bay | Bay | Heater | Bay Unit Heater #3 | 2025 | Modine | PTC1358S0111SBAC | 430100170932241675 | N/A | Direct Drive | N/A
Bay | Bay | Heater | Bay Unit Heater #4 | 2025 | Modine | PTC1358S0111SBAC | 430100170932241676 | N/A | Direct Drive | N/A
Bay | Bay | Heater | Bay Unit Heater #5 | 2025 | Modine | PTC1358S0111SBAC | 430100170932241677 | N/A | Direct Drive | N/A
Bay | Bay | Heater | Bay Unit Heater #6 | 2025 | Modine | PTC1358S0111SBAC | 430100170934245795 | N/A | Direct Drive | N/A
Bay | Bay | Exhaust Fan | Bay Exhaust Fan #1 | 2025 | Greenheck | BSQ-240 | 974504Y095 | N/A | Unknown | N/A
Bay | Bay | Exhaust Fan | Bay Exhaust Fan #2 | 2025 | Greenheck | BSQ-240 | 974304Y095 | N/A | Unknown | N/A
Bay | Bay | Exhaust Fan | Bay Exhaust Fan #3 | 2025 | Greenheck | BSQ-240 | 974404Y095 | N/A | Unknown | N/A
Bay | Bay | Exhaust Fan | Bay Exhaust Fan #4 | 2025 | Greenheck | BSQ-240 | 974604Y095 | N/A | Unknown | N/A
Mechanical Room | Mechanical Room | Wall Heater | Wall Heater Pump Room | 2025 | Qmark | Unknown | Unknown | N/A | Direct Drive | N/A
Bay | Bay | Supply Fan | Bay Supply Fan #1 | 2025 | Big Ass | Powerfoil D | MUPD-24253-021-01 | N/A | Direct Drive | N/A
Bay | Bay | Supply Fan | Bay Supply Fan #2 | 2025 | Big Ass | Powerfoil D | MUPD-24253-022-01 | N/A | Direct Drive | N/A
Bay | Bay | Supply Fan | Bay Supply Fan #3 | 2025 | Big Ass | Powerfoil D | MUPD-24253-004-01 | N/A | Direct Drive | N/A
Police HQ. 770 High Hope Road, Lawrenceville GA. 30043
Location | Area Served | Unit Type | Unit # | Year | Make | Model | Serial Number | Filters | Belts | Refrigerant Type
Roof | Anaysis Offices | Roof Top Unit | RTU #2 | 2004 | Carrier | 48TCD12A2G6A0A0A0 | 4610G20631 | 4 = 20 X 20 X 2 | AX49 | Unknown
Roof | Warroom, Middle Offices | Roof Top Unit | RTU #3 | 2011 | Trane | YHC092E4RLA0EC0C | 114211282L | 2 = 20 X 30 X 2 3 = 20 X 25 X 2 | Direct Drive | Unknown
Roof | IT, Telecom Room | Roof Top Unit | RTU #3A | 2005 | Trane | TCA150520N | 5604B03922 | 4 = 18 X 24 X 2 | BX51 | Unknown
Roof | Records Dept. | Roof Top Unit | RTU #4 | 2014 | Trane | YSD210F4RLB00YJ | 144210680D | 8 = 20 X 20 X 2 | BX75 | Unknown
Roof | Classroom | Roof Top Unit | RTU #5 | 2014 | Trane | YSC090F4RLA08C | 144211482L | 4 = 16 X 25 X 2 | AX32 | Unknown
Roof | Chief Offices, Conference Room | Roof Top Unit | RTU #6 | 2011 | Trane | YHC092E4RLA0EC0C1A1B0B000E | 114211272L | 2 = 20 X 30 X 2 3 = 20 X 25 X 2 | Direct Drive | Unknown
Roof | Evidence Rooms | Roof Top Unit | RTU #7 | 2003 | Carrier | 48TCDD12A2G6A0A0A0 | 0310G50474 | 4 - 20 X 20 X 2 | AX49 | Unknown
Roof | Middle Offices, Fingerprint Area | Roof Top Unit | RTU #8 | Unknown | Trane | DM150N15P4AAA4A | NOA8543923 | 4 = 20 X 25 X 2 | BX56 | Unknown
Roof | CIS Dept. | Roof Top Unit | RTU #9 | 2015 | Trane | YSD150F4RHA003G*06 | 152110264D | 4 = 20 X 20 X 2 | AX49 | Unknown
Roof | CIS Dept. | Roof Top Unit | RTU #10 | 2015 | Trane | YSD150F4RHA003G*06 | 152110282D | 6 = 20 X 24 X 2 | BX62 | Unknown
Roof | Forensics Area | Roof Top Unit | RTU #11 | 2002 | Carrier | 48TMD012-601 | 0204G40504 | 4 = 20 X 20 X 2 | AX49 | Unknown
Roof | SIS Dept. | Roof Top Unit | RTU #12 | 2013 | Trane | YHC120E4RLA0MC0 1A100B0000000E0000 | 132010272L | 2 = 20 X 30 X 2 3 = 20 X 25 X 2 | Direct Drive | Unknown
Roof | SIS Dept. | Roof Top Unit | RTU #13 | 2013 | Trane | YHC072E4RLA0LD0C 1A100B0000000D0000 | 132011776L | 6 = 16 X 20 X 2 | AX35 | Unknown
Roof | GCIC Dept. | Roof Top Unit | RTU #14 | 2013 | Trane | YHC072E4RLA0RC0C 1A1B0B0000000D000 | 134710705L | 4 = 20 X 25 X 2 | AX35 | Unknown
Roof | Fitness Room, Wire Room | Roof Top Unit | RTU #15 | 2015 | Trane | YSC090F4RHA003G*06 | 152012388L | 3 = 20 X 25 X 2 | AX29 | Unknown
Roof | 2nd Floor Offices | Roof Top Unit | RTU #16 | 2015 | Trane | YSC072F4RHA003G*06 | 152012244L | 3 = 20 X 25 X 2 | Direct Drive | Unknown
Roof | 2nd Floor Offices | Roof Top Unit | RTU #19 | 2014 | Trane | 4YCC3024B1064BA | 14404P829H | Filter Grille | Direct Drive | Unknown
Roof | Unknown | Roof Top Unit | RTU #20 | 2011 | Trane | YHC120ERMA0FC | 114212215L | 2 = 20 X 30 X 2 3 = 20 X 25 X 2 | Direct Drive | Unknown
Roof | Unknown | Roof Top Unit | RTU #21 | 2016 | Carrier | 48TMD014A601 | 1604G20681 | 4 = 20 X 20 X 2 | BX47 | Unknown
Roof | Unknown | Roof Top Unit | RTU #22 | 2019 | AAON | 000U0B0HD00BRJAA0 | 20031-AMEJ00727 | 16 X 20 X 2 | BX59 | Unknown
Roof | Unknown | Mini-Split Evaporator | MSE #1 | 2000 | Daikin | RXS12JEVJU | C002635 | Washable | Direct Drive | Unknown
Roof | Unknown | Mini-Split Condenser | MSC #1 | 2000 | Daikin | Unknown | Unknown | N/A | N/A | Unknown
Unknown | Unknown | Mini-Split Evaporator | MSE #2 | 2000 | Daikin | RXS12JEVJU | C002928 | Washable | Direct Drive | Unknown
Roof | Unknown | Mini-Split Condenser | MSC #2 | 2000 | Daikin | Unknown | Unknown | N/A | N/A | Unknown
Unknown | Unknown | Mini-Split Evaporator | MSE #3 | 2000 | Daikin | RXS12JEVJU | C002637 | Washable | Direct Drive | Unknown
Roof | Unknown | Mini-Split Condenser | MSC #3 | 2000 | Daikin | Unknown | Unknown | N/A | N/A | Unknown
Unknown | Unknown | Mini-Split Evaporator | MSE #4 | 2000 | Daikin | RXS24DVJU | E006501 | Washable | Direct Drive | Unknown
Roof | Unknown | Mini-Split Condenser | MSC #4 | 2000 | Daikin | Unknown | Unknown | N/A | N/A | Unknown
Unknown | Unknown | Mini-Split Evaporator | MSE #5 | Unknown | Fujitsu | A0U36CLX1 | HBN017442 | Washable | Direct Drive | Unknown
Roof | Unknown | Mini-Split Condenser | MSC #5 | Unknown | Fujitsu | Unknown | Unknown | N/A | N/A | Unknown
Evidence Shed | Evidence Shed | Dehumidifier | DEHU 1 | 2022 | Honeywell | DR120A3000 | 222005499 | 14 x 17.5 x 2 | Direct Drive | Unknown
Evidence Shed | Evidence Shed | Heat pump | HP 1 | 2019 | Lennox | 14HPX-042-230-19 | 1916F09498 | N/A | N/A | 410A
Ground | Evidence Shed | Air handler | AHU 1 | 2019 | Lennox | CBX32M-048-230-6-06 | 1616G00580 | 2=20x20x1 | Direct Drive | N/A
Police North Precinct 2735 Mall of Ga. Blvd., Buford GA. 30518
Location | Area Served | Unit Type | Unit # | Year | Make | Model | Serial Number | Filters | Belts | Refrigerant Type
Upper Mezzanine | Tag Office Vault, Data Room | Furnace | Furnace #1 | 2023 | Trane | S9X2B040U3PSB | 231042L6KG | 16x25x2 | DIRECT DRIVE | 410A
Outside | Tag Office Vault, Data Room | Condensor | CU #1 | 2023 | Trane | 4TTR4018L1000AC | 231468P6F | N/A | N/A | 410A
Upper Mezzanine | Tag Office Branch Manager Office Area | Furnace | Furnace #2 | 2023 | Trane | S9X2B060U4PSB | 23115JJPKG | 16x25x2 | DIRECT DRIVE | 410A
Outside | Tag Office Branch Manager Office Area | Condensor | CU #2 | 2023 | Trane | 4TTR6024N1000 | 232040PT5F | N/A | N/A | 410A
Upper Mezzanine | Tag Office Main Area | Furnace | Furnace #3 | 2023 | Trane | S9X2B080U4PSB | 232620FEKG | 16x25x2 | Direct Drive | 410A
Outside | Tag Office Main Area | Condensor | CU #3 | 2023 | Trane | 4TTA7036A3000 | 2413400HF | N/A | N/A | 410A
Upper Mezzanine | Tag Office Main Area Front | Furnace | Furnace #4A | 2023 | Trane | S9X2B080U4PSB | 23195JCFKG | 16x25x2 | Direct Drive | 410A
Upper Mezzanine | Tag Office Main Area Front | Furnace | Furnace #4B | 2023 | Trane | S9X2B080U4PSB | 23243P64KG | 16x25x2 | Direct Drive | 410A
Outside | Tag Office Main Area Front | Condensor | CU #4 | 2023 | Trane | 4TTA09043DAAO2 | 23439041YA | N/A | N/A | 410A
Upper Mezzanine | Conference Room, Commander Office | Furnace | Furnace #5 | 2023 | Trane | S9X2C100U5PSB | 23454R4YKG | 20x25x2 | Direct Drive | 410A
Outside | Conference Room, Commander Office | Condensor | CU #5 | 2023 | Trane | 4TTA7060A3000AB | 234148DLHF | N/A | N/A | 410A
Upper Mezzanine | LT Office, Intox, Video Area | Furnace | Furnace #6 | 2023 | Trane | S9X2B080U4PSB | 23254XJKKG | 16x25x2 | Direct Drive | 410A
Outside | LT Office, Intox, Video Area | Condensor | CU #6 | 2023 | Trane | 4TTA7036A3000AA | 23413439HF | N/A | N/A | 410A
Upper Mezzanine | Detective Area | Furnace | Furnace #7 | 2023 | Trane | S9X2C100U5PSBAB | 23212TDMKG | 20x25x2 | Direct Drive | 410A
Outside | Detective Area | Condensor | CU #7 | 2023 | Trane | 4TTA7060A3000AB | 234148S1HF | N/A | N/A | 410A
Upper Mezzanine | Interview, Evidence Area, Bathrooms | Furnace | Furnace #8 | 2023 | Trane | S9X2C100U5PSBAB | 23185YNTKG | 20x25x2 | Direct Drive | 410A
Outside | Interview, Evidence Area, Bathrooms | Condensor | CU #8 | 2023 | Trane | 4TTA7060A3000AB | 234147JBHF | N/A | N/A | 410A
Upper Mezzanine | Breakroom, Electrical Room | Furnace | Furnace #9 | 2023 | Trane | S9X2B080U4PSBAB | 23243P64KG | 16x25x2 | Direct Drive | 410A
Outside | Breakroom, Electrical Room | Condensor | CU #9 | 2023 | Trane | 4TTA7036A3000AA | 23413413HF | N/A | N/A | 410A
Upper Mezzanine | Fitness Room | Furnace | Furnace #10 | 2023 | Trane | S9X2B080U4PSBAB | 232620FMKG | 16x25x2 | Direct Drive | 410A
Outside | Fitness Room | Condensor | CU #10 | 2023 | Trane | 4TTA7036A3000AA | 234134YBHF | N/A | N/A | 410A
Upper Mezzanine | Classroom | Furnace | Furnace #11 | 2023 | Trane | S9X2C100U5PSBAB | 2345R6YKG | 20x25x2 | Direct Drive | 410A
Outside | Classroom | Condensor | CU #11 | 2023 | Trane | 4TTA7060A3000AB | 2341467HF | N/A | N/A | 410A
Upper Mezzanine | Foyer, Lobby | Furnace | Furnace #12 | 2023 | Trane | S9X2C100U5PSBAB | 23454R4YKG | 20x25x2 | Direct Drive | 410A
Outside | Foyer, Lobby | Condensor | CU #12 | 2023 | Trane | 4TTA7060A3000AB | 2341477NHF | N/A | N/A | 410A
Ceiling | Bathroom | Exhaust Fan | EF #1 | 2023 | Cook | Not Visible | Not Visible | N/A | Direct Drive | N/A
Ceiling | Bathroom | Exhaust Fan | EF #2 | 2023 | Cook | Not Visible | Not Visible | N/A | Direct Drive | N/A
Roof | Locker Rooms | Exhaust Fan | EF #3 | 2023 | Greenheck | G-140-B | Not Visible | N/A | Direct Drive | N/A
Roof | Janitor Room | Exhaust Fan | EF #4 | 2023 | Greenheck | G-70-E | Not Visible | N/A | Direct Drive | N/A
Ceiling | Bathroom | Exhaust Fan | EF #5 | 2023 | Greenheck | SP – 117 CABINET | Not Visible | N/A | Direct Drive | N/A
Ceiling | Bathroom | Exhaust Fan | EF #6 | 2023 | Greenheck | SP – 117 CABINET | Not Visible | N/A | Direct Drive | N/A
Ceiling | Bathroom | Exhaust Fan | EF #7 | 2023 | Greenheck | SP – 117 CABINET | Not Visible | N/A | Direct Drive | N/A
Roof | Mechanical Room | Exhaust Fan | EF #8 | 2023 | Greenheck | G-130-C | Not Visible | N/A | Direct Drive | N/A
Mechanical Room | Mechanical Room | Gas Unit Heater | GUH #1 | 2023 | TRANE | GPND007AD | F05A30988 | N/A | Direct Drive | N/A
Tag Office Foyer | Tag Office Foyer | Electric Heater | ECH #1 | 2023 | MARKEL | 3480 | Not Visible | N/A | Direct Drive | N/A
Police South Precinct 2180 Stone Drive, Lilburn GA. 30047
Location | Area Served | Unit Type | Unit # | Year | Make | Model | Serial Number | Filters | Belts | Refrigerant Type
Outside | Lobby, Reception, Offices, Intox | Unknown | PAHU #1 | 2015 | Carrier | 48TCDD09A2A5A0A0A0 | 2415P69059 | 4 = 16 X 20 X 2 | AX52 | 410a
Outside | Classroom, Fitness Room, Breakroom | Unknown | PAHU #2 | 2015 | Carrier | 48TCDD08A2A5A0A0A0 | 2415P69058 | 4 = 16 X 20 X 2 | AX52 | 410a
Outside | Detective Area, Evidence, Interview | Unknown | PAHU #3 | 2015 | Carrier | 48TCDD09A2A5A0A0A0 | 0515P79402 | 4 = 20 X 20 X 2 | AX43 | 410a
Outside | Roll Call Room, Inner Offices | Unknown | PAHU #4 | 2007 | Carrier | 48TDD014A501 | 1507G50710 | 4 = 20 X 20 X 2 | BX48 | 410a
Roof | Staff Bathrooms | Exhaust Fan | EF #1 | Unknown | Greenheck | DX11B | Unknown | N/A | 4L240 | N/A
Roof | Lobby Bathrooms | Exhaust Fan | EF #2 | Unknown | Greenheck | Unknown | Unknown | N/A | Direct Drive | N/A
Unknown | Unknown | Heater | HTR #1 | Unknown | Markel | Unknown | Unknown | N/A | N/A | N/A
Unknown | Unknown | Unknown | PIU? | Unknown | Unknown | Unknown | Unknown | Unknown | Unknown | N/A
IT Room | IT Room | Mini Split | Unit #1 | 2025 | Samsung | PKA-AL12NL | 56M0434665TQL0 | Washable | Direct Drive | 454B
Outside | IT Room | Mini Split | Unit #1 | 2025 | Samsung | PUY-AK12NL | 57U041797H1A36 | N/A | Direct Drive | 454B
Police Training Complex - Training Building 854 Winder Highway, Lawrenceville GA. 30045
Location | Area Served | Unit Type | Unit # | Year | Make | Model | Serial Number | Filters | Belts | Refrigerant Type
Mechanical Room | North Side | Air Handler Unit | AHU #1 | 2005 | McQuay | CAH025GDAC | FB0U051201015 | 6 = 20 X 24 X 4 2 = 24 X 24 X 4 | 2 = 5VX470 2 = BX47 | N/A
Mechanical Room | South Side Interior | Air Handler Unit | AHU #2 | 2005 | McQuay | CAH010GDAC | FBOU051201088 | 3 = 20 X 24 X 4 | 2 = BX34 2 = BX40 | N/A
Mechanical Room | South Side Exterior | Air Handler Unit | AHU #3 | 2005 | McQuay | CAH021GDAC | FB0U051201011 | 4 = 20 X 24 X 4 4 = 20 X 20 X 4 | 3 = BX40 | N/A
Storage Closet | Computer Room | Air Handler Unit | AHU #4 | 2006 | Liebert | MMD12E-X0000 | 0612N123894 | 16 X 20 X 4 | Direct Drive | Unknown
Ground | Computer Room | Condensing Unit | CU #4 | 2006 | Liebert | PFH014A-PL3 | 0612N123967 | N/A | N/A | Unknown
Outside | Building | Chiller | Chiller #1 | 2021 | Daikin | AGZ222ETSEMNNOA | STNU210600031 | N/A | N/A | Unknown
Outside | Building | Chiller | Chiller #2 | 2021 | Daikin | AGZ226ETSEMNNOA | STNU210600017 | N/A | N/A | Unknown
Outside | Building | Chiller | Chiller #3 | 2021 | Daikin | AGZ211ETSEMNNOA | STNU211200012 | N/A | N/A | Unknown
Roof | Womens Bathroom / Locker Room | Exhaust Fan | EF #1 | Unknown | Unknown | Unknown | Unknown | N/A | Direct Drive | N/A
Roof | Mens Bathroom / Locker Room | Exhaust Fan | EF #2 | Unknown | Unknown | Unknown | Unknown | N/A | Direct Drive | N/A
Roof | Mechanical Room | Exhaust Fan | EF #3 | Unknown | Unknown | Unknown | Unknown | N/A | Direct Drive | N/A
Roof | Janitor / Bathroom | Exhaust Fan | EF #4 | Unknown | Unknown | Unknown | Unknown | N/A | Direct Drive | N/A
Chiller yard | Chillers | Primary Chilled Water Pump | CHWC #1 | Unknown | Taco | FE3008 | Unknown | 444 GPM | Direct Drive | N/A
Chiller yard | Chillers | Primary Chilled Water Pump | CHWC #2 | Unknown | Taco | FE3008 | Unknown | 444 GPM | Direct Drive | N/A
Chiller yard | Chillers | Primary Chilled Water Pump | CHWC #3 | Unknown | Taco | FE3008 | Unknown | 444 GPM | Direct Drive | N/A
Mechanical Room | AHU's | Hot Water Pump | HWS #3 | Unknown | Taco | KV1506 | Unknown | 61 GPM | Direct Drive | N/A
Mechanical Room | AHU's | Hot Water Pump | HWS #4 | Unknown | Taco | KV1506 | Unknown | 61 GPM | Direct Drive | N/A
Classroom #4 | Classroom #4 | Powered Induction Unit | VAV-1 | Unknown | Titus | DTQP-02-12-2 | N/A | 16 X 20 X 2 | Direct Drive | N/A
Classroom #5 | Classroom #5 | Powered Induction Unit | VAV-2 | Unknown | Titus | DTQP-02-12-2 | N/A | 16 X 20 X 2 | Direct Drive | N/A
Classroom #6 | Classroom #6 | Powered Induction Unit | VAV-3 | Unknown | Titus | DTQP-03-12-2 | N/A | 16 X 20 X 2 | Direct Drive | N/A
Classsroom #1 | Classroom #1 | Powered Induction Unit | VAV-4 | Unknown | Titus | DTQP-02-12-2 | N/A | 16 X 20 X 2 | Direct Drive | N/A
Classroom #2 | Classroom #2 | Powered Induction Unit | VAV-5 | Unknown | Titus | Unknown | N/A | 16 X 20 X 2 | Direct Drive | N/A
Classroom #3 | Classroom #3 | Powered Induction Unit | VAV-6 | Unknown | Titus | Unknown | N/A | 16 X 20 X 2 | Direct Drive | N/A
Above reception | RM 126 Breakroom | Powered Induction Unit | VAV-7 | Unknown | Titus | DTQP-02-10-2 | N/A | 16 X 20 X 2 | Direct Drive | N/A
Room # 116 above common area | RM 116 Common area | Powered Induction Unit | VAV-8 | Unknown | Titus | DTQP-02-10-2 | N/A | 16 X 20 X 2 | Direct Drive | N/A
Room # 116 above common area | Offices 117 and 118 | Powered Induction Unit | VAV-9 | Unknown | Titus | DTQP-02-10-2 | N/A | 16 X 20 X 2 | Direct Drive | N/A
Unknown | Unknown | Variable air volume | VAV-10 | Unknown | Titus | Unknown | N/A | N/A | N/A | N/A
Unknown | Unknown | Variable air volume | VAV-11 | Unknown | Titus | Unknown | N/A | N/A | N/A | N/A
Simulation room | Simulation Room | Powered Induction Unit | VAV-12 | Unknown | Titus | DTQP-02-08-2 | N/A | 16 X 20 X 2 | Direct Drive | N/A
Unknown | Unknown | Variable air volume | VAV-13 | Unknown | Titus | Unknown | N/A | N/A | N/A | N/A
Breakroom | Breakroom | Powered Induction Unit | VAV-14 | Unknown | Titus | DTQP-02-12-2 | N/A | 16 X 20 X 2 | Direct Drive | N/A
Room # 116 above common area | Offices #119, 120, 121 | Powered Induction Unit | VAV-15 | Unknown | Titus | DTQP-02-10-2 | N/A | 16 X 20 X 2 | Direct Drive | N/A
Unknown | Unknown | Variable air volume | VAV-16 | Unknown | Titus | Unknown | N/A | N/A | N/A | N/A
Front offices | Front offices | Powered Induction Unit | VAV-17 | Unknown | Titus | DTQP-02-10-2 | N/A | 16 X 20 X 2 | Direct Drive | N/A
Unknown | Unknown | Variable air volume | VAV-18 | Unknown | Titus | Unknown | N/A | N/A | N/A | N/A
Classroom #5 | Hallway | Powered Induction Unit | VAV-19 | Unknown | Titus | DTQP-02-08-2 | N/A | 16 X 20 X 2 | Direct Drive | N/A
Records room | Front offices | Powered Induction Unit | VAV-20 | Unknown | Titus | DTQP-02-10-2 | N/A | 16 X 20 X 2 | Direct Drive | N/A
Unknown | Hallway | Powered Induction Unit | VAV-21 | Unknown | Titus | DTQP-02-10-2 | N/A | 16 X 20 X 2 | Direct Drive | N/A
Unknown | Unknown | Powered Induction Unit | VAV-22 | Unknown | Titus | DTQP-02-10-2 | N/A | 16 X 20 X 2 | Direct Drive | N/A
Unknown | Hallway | Variable air volume | VAV-23 | Unknown | Titus | Unknown | N/A | N/A | N/A | N/A
Room #116 above cubicles | Room #116 Cubicles | Powered Induction Unit | VAV-24 | Unknown | Titus | DTQP-02-10-2 | N/A | 16 X 20 X 2 | Direct Drive | N/A
Hallway | Electrical Room | Powered Induction Unit | VAV-25 | Unknown | Titus | DTQP-02-10-2 | N/A | 16 X 20 X 2 | Direct Drive | N/A
Roof | 1st & 2nd Floor | Exhaust Fan | EF #14 | Unknown | Cook | 150 ACE 150C17D VF | 050SJ83339-00/0000701 | N/A | Direct Drive | N/A
Roof | 2nd Floor Mechanical Room | Exhaust Fan | EF #15 | Unknown | Cook | 101 ACE 101C17D0R60VF | 050SJ83339-00/0002001 | N/A | Direct Drive | N/A
Roof | 2nd Floor JC. Toilet & Elevator | Exhaust Fan | EF #16 | Unknown | Cook | 90 ACEL 90C17DL VF | 050SJ83339-00/000340 | N/A | Direct Drive | N/A
IDF | IDF | Mini Split Evaporator | MSE #1 | 2021 | Daikin | FTK12AXVJU | K006720 | Washable | N/A | 410A
Roof | IDF | Mini Split Condensor | MSC #1 | 2021 | Daikin | RK12AXVJU | K006603 | N/A | N/A | 410A
Electrical Room | Electrical Room | Mini Split Evaporator | MSE #1 | 2021 | Daikin | FTK18AXVJU | K005197 | Washable | N/A | 410A
Roof | Electrical Room | Mini Split Condensor | MSC #1 | 2021 | Daikin | RK18AXVJU | K005787 | N/A | N/A | 410A
IDF | IDF | Mini Split Evaporator | MSE #1 | 2021 | Daikin | FTK12AXVJU | K006732 | Washable | N/A | 410A
Roof | IDF | Mini Split Condensor | MSC #1 | 2021 | Daikin | RK12AXVJU | K006537 | N/A | N/A | 410A
East Stair | East Stair | Mini Split Evaporator | MSE #1 | 2021 | Daikin | FDMQ18RVJU | E009483 | 9 X 36 X 1 | N/A | 410A
Roof | East Stair | Mini Split Condensor | MSC #1 | 2021 | Daikin | RX18RMVJU9A | E002676 | N/A | N/A | 410A
West Stair | West Stair | Mini Split Evaporator | MSE #1 | 2021 | Daikin | FDXS12LVJU | E014827 | Washable | N/A | 410A
Roof | West Stair | Mini Split Condensor | MSC #1 | 2021 | Daikin | RXS12LVJU | E040771 | N/A | N/A | 410A
Roof | Multi Purpose Room | Air Handler Unit | AHU-R-9 | 2021 | Daikin | DAHA15AHWE4FW | FB0U211201178 | 9 = 18 X 24 X 2 9 = 18 X 24 X 4 MERV14 | Direct Drive | N/A
Roof | Rest of the building | Air Handler Unit | AHU-R-10 | 2021 | Daikin | DAHA21AHWY4FV | FB0U211200894 | 9 = 18 X 24 X 2 9 = 18 X 24 X 4 MERV14 | Direct Drive | N/A
Roof | Building | Outside Air Unit | OAU R-1 | 2021 | Daikin | DPS020AHMG4FV | FB0U211201180 | 9 = 18 X 24 X 4 9 = 18 X 24 X 4 | Direct Drive | 410A
Roof | Building | Outside Air Unit | OAU R-2 | 2021 | Daikin | DPS020AHMG4FV | FB0U211201179 | 9 = 18 X 24 X 4 9 = 18 X 24 X 4 | Direct Drive | 410A
Unknown | Unknown | Radiant Panel Heater | UH-6 | 2021 | Unknown | CP751F | Unknown | Unknown | Direct Drive | N/A
Unknown | Unknown | Radiant Panel Heater | UH-7 | 2021 | Unknown | CP751F | Unknown | Unknown | Direct Drive | N/A
Unknown | Unknown | Wall Heater | UH-8 | 2021 | Unknown | AWH4307 | Unknown | Unknown | Direct Drive | N/A
Unknown | Unknown | Unit Heater | UH-9 | 2021 | Unknown | MUH03-21 | Unknown | Unknown | Direct Drive | N/A
Breakroom | #119 Breakroom, #122 PAN & #120 Stairwell | Powered Induction Unit | PIU-1-1 | 2021 | Price | FDV5-3012 | 1874090-013-001 | 14 X 18 X 1 | Direct Drive | N/A
Hallway outside womens locker room | 101 Training | Powered Induction Unit | PIU-1-2 | 2021 | Price | FDV5-2010 | 1874090-014-001 | 14 X 18 X 1 | Direct Drive | N/A
Hallway outside breakroom | #100 Corridor & #106 Corridor | Powered Induction Unit | PIU-1-3 | 2021 | Price | FDV5-2006 | 1874090-015-001 | 14 X 18 X 1 | Direct Drive | N/A
Hallway outside mens locker room | #103,102,104,105 Offices & #106 Corridor | Powered Induction Unit | PIU-1-4 | 2021 | Price | FDV5-2010 | 1874090-016-001 | 14 X 18 X 1 | Direct Drive | N/A
Storage Closet w/ roof hatch | #205 Class Room 7 | Powered Induction Unit | PIU-2-1 | 2021 | Price | FDV5-3012 | 1874090-017-001 | 14 X 18 X 1 | Direct Drive | N/A
Mechanical Room | #204 Class Room 8 | Powered Induction Unit | PIU-2-2 | 2021 | Price | FDV5-2010 | 1874090-018-001 | 14 X 18 X 1 | Direct Drive | N/A
Classroom 9 | #203 Class Room 9 & #202 Future | Powered Induction Unit | PIU-2-3 | 2021 | Price | FDV5-3012 | 1874090-019-001 | 14 X 18 X 1 | Direct Drive | N/A
Upstairs Hallway | #206 CORR.,#208 WM, #209 MECH,#212 MEN | Powered Induction Unit | PIU-2-4 | 2021 | Price | FDV5-3010 | 1874090-020-001 | 14 X 18 X 1 | Direct Drive | N/A
Mechanical Room | Training Building | Secondary Chilled Water Pump | CHWS-3 | 2021 | Unknown | 1531-2.5AC | Unknown | 125 GPM | Direct Drive | N/A
Mechanical Room | Training Building | Secondary Chilled Water Pump Motor | CHWS-3 | Unknown | Baldor | EJMM3218T-G | Unknown | 1750 | Direct Drive | N/A
Mechanical Room | Training Building | Secondary Chilled Water Pump | CHWS-4 | 2021 | Unknown | 1531-2.5AC | Unknown | 125 GPM | Direct Drive | N/A
Mechanical Room | Training Building | Secondary Chilled Water Pump Motor | CHWS-4 | Unknown | Baldor | EJMM3218T-G | Unknown | 1750 | Direct Drive | N/A
Mechanical Room | Training Building | Secondary Chilled Water Pump | CHWS-5 | 2021 | Unknown | E-80-3X3X13.5 | Unknown | 200 GPM | Direct Drive | N/A
Mechanical Room | Training Building | Secondary Chilled Water Pump | CHWS-6 | 2021 | Unknown | E-80-3X3X13.5 | Unknown | 200 GPM | Direct Drive | N/A
Multi Purpose Room | Multi Purpose Room | Dehumidifier |  | 2021 | Aprilaire | E130 | 382021A85471 | Washable | Direct Drive | 410A
Classroom #7 | Classroom #7 | Air Scrubber |  | 2021 | Carrier | FN1AAFOO6OO | 1521F24956 | 16X20X2 & HEPA | Direct Drive | N/A
Classroom #8 | Classroom #8 | Air Scrubber |  | 2021 | Carrier | FN1AAFOO6OO | 1521F24877 | 16X20X2 & HEPA | Direct Drive | N/A
Fitness Room | Fitness Room | Dehumidifier |  | 2021 | Aprilaire | E130 | 382021A85472 | Washable | Direct Drive | 410A
Firing Range Breakroom | Firing Range Breakroom | Air Scrubber |  | 2021 | Carrier | FN1AAFOO6OO | 1521F25058 | 16X20X2 & HEPA | Direct Drive | N/A
Range Office | Range Office | Air Scrubber |  | 2021 | Carrier | FN1AAFOO6OO | 1521f25036 | 16X20X2 & HEPA | Direct Drive | N/A
Police West Precinct 6160 Cresent Drive, Norcross GA. 30072
Location | Area Served | Unit Type | Unit # | Year | Make | Model | Serial Number | Filters | Belts | Refrigerant Type
Roof | NW Zone | Roof Top Unit | RTU #1 | 2021 | Trane | YZC060E3RMA25P6C1A | 212013012L | 2 = 20 X 25 X 1 | Direct Drive | 410A
Roof | Central Zone | Roof Top Unit | RTU #2 | 2021 | Trane | YZD150F3RHE16P6C1D006 | 212010980D | 4 = 20 X 25 X 2 2 = 20 X 20 X 2 | BX62 | 410A
Roof | SE Zone | Roof Top Unit | RTU #3 | 2021 | Trane | YZC072F3RMA25P6C | 212315113L | 4 = 16 X 25 X 2 | AX32 | 410A
Roof | SW Zone | Roof Top Unit | RTU #4 | 2021 | Trane | 4DCY4030D1070AB | 210511528L | 2 = 20 X 20 X 2 | Direct Drive | 410A
Roof | NE Zone | Roof Top Unit | RTU #5 | 2021 | Trane | YZC072F3RMA25P6C | 212315109L | 4 = 16 X 25 X 2 | AX32 | 410A
Roof | Server Room | Roof Top Unit | RTU #6 | 2021 | Trane | 4DCY4024D1060AB | 210912292L | 2 = 20 X 20 X 2 | Direct Drive | 410A
Unknown | Unknown | Heater | HTR #1 | 2021 | Unknown | Unknown | Unknown | N/A | N/A | N/A
Roof | Bathrooms | Exhaust fan | EF #1 | 2021 | Greenheck | 120ACE120C17DEC | 050SJ40723-00/0000701 | N/A | Direct Drive | N/A
Roof | Electrical Room | Exhaust fan | EF #2 | 2021 | Greenheck | 100ACEH100C17DEC | 050SJ68318-00/0000701 | N/A | Direct Drive | N/A
Roof | Intox Room | Exhaust fan | EF #3 | 2021 | Greenheck | 100ACEH100C17DEC | 050SJ40723-00/0002001 | N/A | 4L250 | N/A
Hallway Near Room #113 | Main Lobby | Powered Induction Unit | PIU 1 | 2021 | Trane | VPEF1400RNCLBD1100LOWWC | R21HO6712 | 20x25x1 | N/A | N/A
Hallway Near Room #113 | Reception | Powered Induction Unit | PIU 2 | 2021 | Trane | VPEF0800PNOECLBD | R21HO6713 | 20x25x1 | N/A | N/A
Room #131 | Room #125 | Powered Induction Unit | PIU 3 | 2021 | Trane | VPEF0800PNOENCLBD1100 | R21HO6714 | 20x25x1 | N/A | N/A
Storage Room | Storage Room | Electric Heater | EUH-1 | Unknown | TPI | FPQ1-15 E3313T-RP | Unknown | N/A | N/A | N/A
Electrical Room | Electrical Room | Electric Heater | EUH-2 | Unknown | TPI | FPQ1-15 E3313T-RP | Unknown | N/A | N/A | N/A
Fire Riser Room | Fire Riser Room | Electric Heater | EUH-3 | Unknown | TPI | FPQ1-15 E3313T-RP | Unknown | N/A | N/A | N/A

## Radio Towers
Brown Radio Tower 1850 North Brown Road, Lawrenceville GA. 30043
Location | Area Served | Unit Type | Unit # | Year | Make | Model | Serial Number | Filters | Belts | Refrigerant Type
Outside | Building | Package Unit | Package Unit #1 | 2022 | Trane | 4TCC4060A1000AA | 223416557L | 2 = 24 X 24 X 2 | Direct Drive | 410 A
Outside | Building | Package Unit | Package Unit #2 | 2022 | Trane | 4TCC4060A1000AA | 223510623L | 2 = 24 X 24 X 2 | Direct Drive | 410 A
Outside | Building | Package Unit | Package Unit #3 | 2019 | Bard | WH242-A04 | 140H021739253-02 | 16 X 25 X 1 | Direct Drive | 410 A
Crooked Creek Radio Tower 6556 Plant Drive, Norcross GA. 30092
Location | Area Served | Unit Type | Unit # | Year | Make | Model | Serial Number | Filters | Belts | Refrigerant Type
Outside | Building | Package Unit | Package Unit #1 | 2023 | Marvair | MAA1048A | 2302-F303138-0-2 | 21-1/2 X 36-1/2 X 2 | Direct Drive | 410 A
Outside | Building | Package Unit | Package Unit #2 | 2023 | Marvair | MAA1048A | 2302-F303138-0-4 | 21-1/2 X 36-1/2 X 2 | Direct Drive | 410 A
Fire Station #10 Radio Tower 3680 Old Atlanta Road, Suwanee GA. 30024
Location | Area Served | Unit Type | Unit # | Year | Make | Model | Serial Number | Filters | Belts | Refrigerant Type
Outside | Building | Package Unit | Package Unit #1 | 2019 | Marvair | MAA1048A | 2302-F303138-0-6 | 21-1/2 X 36-1/2 X 2 | Direct Drive | 410 A
Outside | Building | Package Unit | Package Unit #2 | 2019 | Marvair | MAA1048A | 2302-F303138-0-3 | 21-1/2 X 36-1/2 X 2 | Direct Drive | 410 A
Goshen Springs Radio Tower 5878 Goshen Springs, Road Norcross GA. 30071
Location | Area Served | Unit Type | Unit # | Year | Make | Model | Serial Number | Filters | Belts | Refrigerant Type
Outside | Building | Package Unit | Package Unit #1 | 2022 | Trane | 4TCC4060A1000AA | 223416455L | 2 = 24 X 24 X 2 | Direct Drive | 410 A
Outside | Building | Package Unit | Package Unit #2 | 2022 | Trane | 4TCC4060A1000AA | 223613663L | 2 = 24 X 24 X 2 | Direct Drive | 410 A
Police HQ. Radio Tower 770 Hi Hope Road, Lawrenceville GA. 30043
Location | Area Served | Unit Type | Unit # | Year | Make | Model | Serial Number | Filters | Belts | Refrigerant Type
Outside | Building | Package Unit | Package Unit #1 | 2023 | Marvair | MAA1036AA050N | 2301-F303137-0-4 | 21-1/2 X 36-1/2 X 2 | Direct Drive | 410 A
Outside | Building | Package Unit | Package Unit #2 | 2023 | Marvair | MAA1036AA050N | 2301-F303137-0-1 | 21-1/2 X 36-1/2 X 2 | Direct Drive | 410 A
Outside | Building | Package Unit | Package Unit #3 | 2023 | Marvair | MAA1036AA050N | 2301-F303137-0-2 | 21-1/2 X 36-1/2 X 2 | Direct Drive | 410 A
Outside | Building | Package Unit | Package Unit #4 | 2023 | Marvair | MAA1036AA050N | 2301-F303137-0-3 | 21-1/2 X 36-1/2 X 2 | Direct Drive | 410 A
Lanier Mountain Radio Tower 2286 Highpoint Road, Snellville GA. 30078
Location | Area Served | Unit Type | Unit # | Year | Make | Model | Serial Number | Filters | Belts | Refrigerant Type
Outside | Building | Package Unit | Package Unit #1 | 2022 | Trane | 4TCC4060A1000AA | 223614064L | 2 = 24 X 24 X 2 | Direct Drive | 410 A
Outside | Building | Package Unit | Package Unit #2 | 2022 | Trane | 4TCC4060A1000AA | 223614028L | 2 = 24 X 24 X 2 | Direct Drive | 410 A
Lanier Water Park Radio Tower 2601 Buford Dam Road, Buford GA. 30518
Location | Area Served | Unit Type | Unit # | Year | Make | Model | Serial Number | Filters | Belts | Refrigerant Type
Outside | Building | Package Unit | Package Unit #1 | 2019 | Trane | 4TCC4060A1000AA | 194414369L | 2 = 24 X 24 X 2 | Direct Drive | 410 A
Outside | Building | Package Unit | Package Unit #2 | 2022 | Trane | 4TCC4060A1000AA | 223510590L | 2 = 24 X 24 X 2 | Direct Drive | 410 A
Norris Lake Radio Tower 4663 Anderson Livsey, Lane Snellvilla GA. 30039
Location | Area Served | Unit Type | Unit # | Year | Make | Model | Serial Number | Filters | Belts | Refrigerant Type
Outside | Building | Package Unit | Package Unit #1 | 2023 | Marvair | MAA1048A | 2302-F303138-0-5 | 2 = 20 X 25 X 2 | Direct Drive | 410 A
Outside | Building | Package Unit | Package Unit #2 | 2023 | Marvair | MAA1048A | 2302-F303138-0-1 | 2 = 20 X 25 X 2 | Direct Drive | 410 A
Prime Radio Tower 374 Hickory Drive, Lawrenceville GA. 30046
Location | Area Served | Unit Type | Unit # | Year | Make | Model | Serial Number | Filters | Belts | Refrigerant Type
Outside | Building | Package Unit | Package Unit #1 | 2022 | Trane | 4TCC4060A1000AA | 223613667L | 2 = 24 X 24 X 2 | Direct Drive | 410 A
Outside | Building | Package Unit | Package Unit #2 | 2021 | Trane | 4TCC4060A1000AA | 210214974L | 2 = 24 X 24 X 2 | Direct Drive | 410 A
Tribble Mill Radio Tower 2568 Chandler Road S.E., Lawrenceville GA. 30045
Location | Area Served | Unit Type | Unit # | Year | Make | Model | Serial Number | Filters | Belts | Refrigerant Type
Outside | Building | Package Unit | Package Unit #1 | 2022 | Trane | 4TCC4060A1000AA | 223510620L | 2 = 24 X 24 X 2 | Direct Drive | 410 A
Outside | Building | Package Unit | Package Unit #2 | 2018 | Trane | 4TCC4060A1000AA | 183911540L | 2 = 24 X 24 X 2 | Direct Drive | 410 A
Tuggle Road Radio Tower 3800 Tuggle Road Buford GA. 30519
Location | Area Served | Unit Type | Unit # | Year | Make | Model | Serial Number | Filters | Belts | Refrigerant Type
Outside | Building | Package Unit | Package Unit #1 | 2022 | Trane | 4TCC4060A1000AA | 223613693L | 2 = 24 X 24 X 2 | Direct Drive | 410 A
Outside | Building | Package Unit | Package Unit #2 | 2022 | Trane | 4TCC4060A1000AA | 223614090L | 2 = 24 X 24 X 2 | Direct Drive | 410 A

## Fleet Facilities
Fleet Management Facility 620 Swanson Drive, Lawrenceville GA. 30043
Location | Area Served | Unit Type | Unit # | Year | Make | Model | Serial Number | Filters | Belts | Refrigerant Type
Mechanical Room | Maintenance Office | Air Handler Unit | AHU #1 | 2023 | Reznor | CAUA-150 | BBVF3062102578 | 2 = 16 X 20 X 2 2 = 16 X 16 X 2 | A40 | N/A
Roof | Maintenance Office | Condenser Unit | A/C #1 | 2023 | Carrier | 24ABB360A620 | 3122E20768 | N/A | N/A | 410A
Mechanical Room | Lobby | Air Handler Unit | AHU #2 | 2023 | Reznor | CAUA-150 | BBVF3062102579 | 2 = 16 X 20 X 2 2 = 16 X 16 X 2 | A40 | N/A
Roof | Lobby | Condenser Unit | A/C #2 | 2023 | Carrier | 24ABB360A620 | 3122E17602 | N/A | N/A | 410A
Mechanical Room | Office Space | Air Handler Unit | AHU #3 | 2023 | Reznor | CAUA-150 | BBVF3062102580 | 2 = 16 X 20 X 2 2 = 16 X 16 X 2 | A39 | N/A
Roof | Office Space | Condenser Unit | A/C #3 | 2023 | Carrier | 24ABB348A610 | 2222E05631 | N/A | N/A | 410A
Mechanical Room | Breakroom | Air Handler Unit | AHU #4 | 2023 | Reznor | CAUA-150 | BBVF3062102581 | 2 = 16 X 20 X 2 2 = 16 X 16 X 2 | A39 | N/A
Roof | Breakroom | Condenser Unit | A/C #4 | 2023 | Carrier | 24ABB360A0062011 | 3122E17601 | N/A | N/A | 410A
Unknown | Napa Parts | Air Handler Unit | AHU #5 | 2023 | Carrier | 40RUQA16T2A6A0A0A0 | 3522U05510 | 4 = 16 X 2 X x2 4 = 16 X 24 X 2 | B40 | N/A
Roof | Napa Parts | Condenser Unit | A/C #5 | 2023 | Carrier | 38AUQA16A0A6A0A0A0 | 2622P31435 | N/A | N/A | 410A
Unknown | Waiting Room | Mini-Split Evaporator | MSE #6 | 2023 | Carrier | 40MAHBQ30XA3 | 0822V13451 | Washbale | N/A | 410A
Roof | Waiting Room | Mini-Split Condenser | MSC #6 | 2023 | Carrier | 38MARBQ30AA3 | 3221V23970 | N/A | N/A | 410A
Unknown | Unknown | Mini-Split Evaporator | MSE #7 | 2023 | Carrier | 40MAHBQ18XA3 | 5021V30764 | Washbale | N/A | 410A
Roof | Unknown | Mini-Split Condenser | MSC #7 | 2023 | Carrier | 38MARBQ30AA3 | 0822V33441 | N/A | N/A | 410A
Heavy Side | Heavy Side | Supply Fan | SF #1 | 2023 | Greenheck | RBF-1L36-3 | N/A | N/A | N/A | N/A
Light Side | Light Side | Exhaust fan | EF #1 | 2023 | Greenheck | RBE-3L42-15 | N/A | N/A | N/A | N/A
Light Side | Light Side | Exhaust fan | EF #2 | 2023 | Greenheck | RBE-3L42-15 | N/A | N/A | N/A | N/A
Light Side | Light Side | Exhaust fan | EF #3 | 2023 | Greenheck | RBE-3L42-15 | N/A | N/A | N/A | N/A
Light Side | Light Side | Exhaust fan | EF #4 | 2023 | Greenheck | RBE-3L42-15 | N/A | N/A | N/A | N/A
Light Side | Light Side | Exhaust fan | EF #5 | 2023 | Greenheck | RBE-3L42-15 | N/A | N/A | N/A | N/A
Light Side | Light Side | Exhaust fan | EF #6 | 2023 | Greenheck | RBE-3L42-15 | N/A | N/A | N/A | N/A
Light Side | Light Side | Exhaust fan | EF #7 | 2023 | Greenheck | RBE-3L42-15 | N/A | N/A | N/A | N/A
Light Side | Light Side | Exhaust fan | EF #8 | 2023 | Greenheck | GB-200-4 | N/A | N/A | N/A | N/A
Lobby | Lobby | Exhaust fan | EF #9 | 2023 | Greenheck | GB-200-4 | N/A | N/A | N/A | N/A
Heavy Side | Heavy Side | Exhaust fan | EF #10 | 2023 | Greenheck | RBE-3L48-20 | N/A | N/A | N/A | N/A
Heavy Side | Heavy Side | Exhaust fan | EF #11 | 2023 | Greenheck | RBE-3L48-20 | N/A | N/A | N/A | N/A
Heavy Side | Heavy Side | Exhaust fan | EF #12 | 2023 | Greenheck | RBE-3L48-20 | N/A | N/A | N/A | N/A
Heavy Side | Heavy Side | Exhaust fan | EF #13 | 2023 | Greenheck | RBE-3L48-20 | N/A | N/A | N/A | N/A
Heavy Side | Heavy Side | Exhaust fan | EF #14 | 2023 | Greenheck | RBE-3L48-20 | N/A | N/A | N/A | N/A
Heavy Side | Heavy Side | Exhaust fan | EF #15 | 2023 | Greenheck | RBE-3L48-20 | N/A | N/A | N/A | N/A
Heavy Side | Heavy Side | Exhaust fan | EF #16 | 2023 | Greenheck | RBE-1L30-7 | N/A | N/A | N/A | N/A
Heavy Side | Heavy Side | Exhaust fan | EF #17 | 2023 | Greenheck | RBE-1L30-7 | N/A | N/A | N/A | N/A
Heavy Side | Heavy Side | Exhaust fan | EF #18 | 2023 | Greenheck | RBE-1L30-7 | N/A | N/A | N/A | N/A
Heavy Side | Heavy Side | Exhaust fan | EF #19 | 2023 | Greenheck | RBE-1L30-3 | N/A | N/A | N/A | N/A
Unknown | Mens Locker | Exhaust fan | EF #20 | 2023 | Greenheck | G-097-B | N/A | N/A | N/A | N/A
Unknown | Womens Locker | Exhaust fan | EF #21 | 2023 | Greenheck | GB-140-3 | N/A | N/A | N/A | N/A
Unknown | Unknown | Electric Wall Heater | EWH #1 | 2023 | Redd-i | AFA730TD | N/A | N/A | N/A | N/A
Unknown | Unknown | Electric Wall Heater | EWH #2 | 2023 | Redd-i | AFA730TD | N/A | N/A | N/A | N/A
Unknown | Unknown | Electric Unit Heater | EUH #1 | 2023 | Redd-i | 71WD5T01-304 | N/A | N/A | N/A | N/A
Shop Bay | Shop Bay | Gas Unit Heater | GUH #1 | 2023 | Modine | HD 75AS0111FBAN | N/A | N/A | N/A | N/A
Shop Bay | Shop Bay | Gas Unit Heater | GUH #2 | 2023 | Modine | HD 75AS0111FBAN | N/A | N/A | N/A | N/A
Shop Bay | Shop Bay | Gas Unit Heater | GUH #3 | 2023 | Modine | HD 75AS0111FBAN | N/A | N/A | N/A | N/A
Shop Bay | Shop Bay | Gas Unit Heater | GUH #4 | 2023 | Modine | HD 75AS0111FBAN | N/A | N/A | N/A | N/A
Shop Bay | Shop Bay | Gas Unit Heater | GUH #5 | 2023 | Modine | HD 75AS0111FBAN | N/A | N/A | N/A | N/A
Shop Bay | Shop Bay | Gas Unit Heater | GUH #6 | 2023 | Modine | HD 75AS0111FBAN | N/A | N/A | N/A | N/A
Shop Bay | Shop Bay | Gas Unit Heater | GUH #7 | 2023 | Modine | HD 75AS0111FBAN | N/A | N/A | N/A | N/A
Shop Bay | Shop Bay | Gas Unit Heater | GUH #8 | 2023 | Modine | HD 75AS0111FBAN | N/A | N/A | N/A | N/A
Shop Bay | Shop Bay | Gas Unit Heater | GUH #9 | 2023 | Modine | HD 75AS0111FBAN | N/A | N/A | N/A | N/A
Shop Bay | Shop Bay | Gas Unit Heater | GUH #10 | 2023 | Modine | HD 75AS0111FBAN | N/A | N/A | N/A | N/A
Shop Bay | Shop Bay | Gas Unit Heater | GUH #11 | 2023 | Modine | HD 75AS0111FBAN | N/A | N/A | N/A | N/A
Shop Bay | Shop Bay | Gas Unit Heater | GUH #12 | 2023 | Modine | HD 75AS0111FBAN | N/A | N/A | N/A | N/A
Shop Bay | Shop Bay | Gas Unit Heater | GUH #13 | 2023 | Modine | HD 75AS0111FBAN | N/A | N/A | N/A | N/A
Shop Bay | Shop Bay | Gas Unit Heater | GUH #14 | 2023 | Modine | HD 75AS0111FBAN | N/A | N/A | N/A | N/A
Shop Bay | Shop Bay | Gas Unit Heater | GUH #15 | 2023 | Modine | HD 75AS0111FBAN | N/A | N/A | N/A | N/A
Shop Bay | Shop Bay | Gas Unit Heater | GUH #16 | 2023 | Modine | HD 75AS0111FBAN | N/A | N/A | N/A | N/A
Shop Bay | Shop Bay | Gas Unit Heater | GUH #17 | 2023 | Modine | HD 75AS0111FBAN | N/A | N/A | N/A | N/A
Shop Bay | Shop Bay | Gas Unit Heater | GUH #18 | 2023 | Modine | HD 75AS0111FBAN | N/A | N/A | N/A | N/A
Shop Bay | Shop Bay | Gas Unit Heater | GUH #19 | 2023 | Modine | HD 75AS0111FBAN | N/A | N/A | N/A | N/A
Shop Bay | Shop Bay | Gas Unit Heater | GUH #20 | 2023 | Modine | HD 100AS0111FBAN | N/A | N/A | N/A | N/A
Shop Bay | Shop Bay | Gas Unit Heater | GUH #21 | 2023 | Modine | HD 100AS0111FBAN | N/A | N/A | N/A | N/A
Shop Bay | Shop Bay | Gas Unit Heater | GUH #22 | 2023 | Modine | HD 100AS0111FBAN | N/A | N/A | N/A | N/A
Shop Bay | Shop Bay | Gas Unit Heater | GUH #23 | 2023 | Modine | HD 100AS0111FBAN | N/A | N/A | N/A | N/A
Shop Bay | Shop Bay | Gas Unit Heater | GUH #24 | 2023 | Modine | HD 100AS0111FBAN | N/A | N/A | N/A | N/A
Shop Bay | Shop Bay | Gas Unit Heater | GUH #25 | 2023 | Modine | HD 100AS0111FBAN | N/A | N/A | N/A | N/A
Shop Bay | Shop Bay | Gas Unit Heater | GUH #26 | 2023 | Modine | HD 100AS0111FBAN | N/A | N/A | N/A | N/A
Shop Bay | Shop Bay | Gas Unit Heater | GUH #27 | 2023 | Modine | HD 100AS0111FBAN | N/A | N/A | N/A | N/A
Shop Bay | Shop Bay | Gas Unit Heater | GUH #28 | 2023 | Modine | HD 100AS0111FBAN | N/A | N/A | N/A | N/A
Shop Bay | Shop Bay | Gas Unit Heater | GUH #29 | 2023 | Modine | HD 100AS0111FBAN | N/A | N/A | N/A | N/A
Shop Bay | Shop Bay | Gas Unit Heater | GUH #30 | 2023 | Modine | HD 100AS0111FBAN | N/A | N/A | N/A | N/A
Shop Bay | Shop Bay | Gas Unit Heater | GUH #31 | 2023 | Modine | HD 100AS0111FBAN | N/A | N/A | N/A | N/A
Shop Bay | Shop Bay | Gas Unit Heater | GUH #32 | 2023 | Modine | HD 100AS0111FBAN | N/A | N/A | N/A | N/A
Shop Bay | Shop Bay | Gas Unit Heater | GUH #33 | 2023 | Modine | HD 100AS0111FBAN | N/A | N/A | N/A | N/A
Shop Bay | Shop Bay | Gas Unit Heater | GUH #34 | 2023 | Modine | HD 100AS0111FBAN | N/A | N/A | N/A | N/A
Shop Bay | Shop Bay | Gas Unit Heater | GUH #35 | 2023 | Modine | HD 100AS0111FBAN | N/A | N/A | N/A | N/A
Shop Bay | Shop Bay | Gas Unit Heater | GUH #36 | 2023 | Modine | HD 100AS0111FBAN | N/A | N/A | N/A | N/A
Shop Bay | Shop Bay | Gas Unit Heater | GUH #37 | 2023 | Modine | HD 100AS0111FBAN | N/A | N/A | N/A | N/A
Shop Bay | Shop Bay | Gas Unit Heater | GUH #38 | 2023 | Modine | HD 100AS0111FBAN | N/A | N/A | N/A | N/A
Shop Bay | Shop Bay | Gas Unit Heater | GUH #39 | 2023 | Modine | HD 100AS0111FBAN | N/A | N/A | N/A | N/A
Shop Bay | Shop Bay | Gas Unit Heater | GUH #40 | 2023 | Modine | HD 100AS0111FBAN | N/A | N/A | N/A | N/A
Shop Bay | Shop Bay | Gas Unit Heater | GUH #41 | 2023 | Modine | HD 100AS0111FBAN | N/A | N/A | N/A | N/A
Shop Bay | Shop Bay | Gas Unit Heater | GUH #42 | 2023 | Modine | HD 100AS0111FBAN | N/A | N/A | N/A | N/A
Shop Bay | Shop Bay | Gas Unit Heater | GUH #43 | 2023 | Modine | HD 100AS0111FBAN | N/A | N/A | N/A | N/A
Shop Bay | Shop Bay | Gas Unit Heater | GUH #44 | 2023 | Modine | HD 100AS0111FBAN | N/A | N/A | N/A | N/A